## Cover
Improving Stability in South-Western NSW
PADR Market Modelling Results
TransGrid | 22 September 2021

## Release notice
Notice
Ernst & Young ("EY") was engaged on the instructions of NSW Electricity Networks Operations Pty Limited as trustee for NSW Electricity Networks Operations Trust ("TransGrid" or “Client”) to undertake market modelling of system costs and benefits to support the improving stability in south-western New South Wales (SWNSW) Regulatory Investment Test for Transmission (“SWNSW RIT-T”).
The results of Ernst & Young’s work, including the assumptions and qualifications made in preparing the workbook dated 22 September 2021 (“Workbook”), are set out in Ernst & Young's report dated 22 September 2021 ("Report"). The Workbook and Report should be read in their entirety including this notice, the applicable scope of the work and any limitations. A reference to the Workbook includes any part of the Workbook. No further work has been undertaken by Ernst & Young since the date of the Workbook to update it.
EY has prepared the Workbook under the directions of the Client. EY has not been engaged to act, and has not acted, as advisor to any other party. Accordingly, EY makes no representations as to the appropriateness, accuracy or completeness of the Workbook for any other party's purposes.
No reliance may be placed upon the Workbook or any of its contents by any party other than the Client (“Third Parties”). Any Third Party receiving a copy of the Workbook must make and rely on their own enquiries in relation to the issues to which the Workbook relates, the contents of the Workbook and all matters arising from or relating to or in any way connected with the Workbook or its contents.
EY disclaims all responsibility to any Third Parties for any loss or liability that the Third Parties may suffer or incur arising from or relating to or in any way connected with the contents of the Workbook, the provision of the Workbook to the Third Parties or the reliance upon the Workbook by the Third Parties.
No claim or demand or any actions or proceedings may be brought against EY arising from or connected with the contents of the Workbook or the provision of the Workbook to the Third Parties. EY will be released and forever discharged from any such claims, demands, actions or proceedings.
Our work commenced on 23 September 2020 and was completed on 4 May 2021. Therefore, our Workbook does not take account of events or circumstances arising after 4 May 2021 and we have no responsibility to update the Workbook for such events or circumstances.
In preparing this Workbook we have considered and relied upon information from a range of sources believed to be reliable and accurate. We do not imply, and it should not be construed, that we have verified any of the information provided to us, or that our enquiries could have identified any matter that a more extensive examination might disclose.
The work performed as part of our scope considers information provided to us and a number of combinations of input assumptions relating to future conditions, which may not necessarily represent actual or most likely future conditions. Additionally, modelling work performed as part of our scope inherently requires assumptions about future behaviours and market interactions, which may result in forecasts that deviate from future conditions. There will usually be differences between estimated and actual results, because events and circumstances frequently do not occur as expected, and those differences may be material. We take no responsibility that the projected outcomes will be achieved, if any.
We highlight that our analysis and Workbook do not constitute investment advice or a recommendation to you on a future course of action. We provide no assurance that the scenarios we have modelled will be accepted by any relevant authority or third party.
The modelling outputs included in the attached sheets are based on the assumptions stated and on information provided by the Client and other information sources used during the course of the engagement. The outputs are contingent on the collection of assumptions as agreed with the Client, and no consideration has been given to other market events, announcements or other changing circumstances. Neither EY nor any partner, director or employee thereof undertakes responsibility in any way whatsoever to any person in respect of errors in this Workbook arising from incorrect information provided by the Client or other information sources used.
EY has consented to the Workbook being published electronically on the Client’s website alongside the Report and Addendum for informational purposes only. EY has not consented to distribution or disclosure beyond this. The material contained in the Workbook, including the EY logo, is copyright. The copyright in the material contained in the Workbook itself, excluding EY logo, vests in the Client. The Workbook, including the EY logo, cannot be altered without prior written permission from EY.
EY’s liability is limited by a scheme approved under Professional Standards Legislation.

## Version notes
Change log
2021-09-22 | 1 | SWNSW Market Modelling Result Workbooks supporting the Addendum to the PADR, Step Change Scenario (Option 1).

## Abbreviations and notes
Acronyms
AEMO | Australian Energy Market Operator
CCGT | Closed cycle gas turbine
Diesel | Diesel generator
Distributed PV | PV non-scheduled generators (PVNSG) and Rooftop PV
DSP | Demand-side participation
ESOO | Electricity Statement Of Opportunities
FOM | Fixed operations and maintenance
Gas - Steam | Gas-powered steam turbine
GWh | Gigawatt-hours
LS Battery | Explicitly modelled existing and new entrant (8 hour or less) battery storage
MW | Megawatts
NEM | National Electricity Market
OCGT | Open cycle gas turbine
PACR | Project Assessment Conclusions Report
PV | Photovoltaic
PVNSG | PV non-scheduled generators
USE | Unserved energy
VOM | Variable operations and maintenance
VPP | Virtual power plants
Notes
1. Base Case simulations do not include any SWNSW option.
2. Tumut 3 generation is included in Hydro, whereas Tumut 3 pump is included in Pumped Hydro Pump.
3. REZ expansion costs only capture intra-regional network augmentations. These costs do not include the cost of interconnectors.
4. New entrant capacity and retiring capacity for allowable generators are made at the beginning of each financial year, on 1 July.
5. Other non-scheduled generation is handled on the demand side as per AEMO's 2019 ISP.

## ---Compare options---
Compare |  | Option1 | to | BaseCase |  | 0 | 1 | 2 | 3 | 4 | 5 | 6 | 7 | 8 | 9 | 10 | 11 | 12 | 13 | 14 | 15 | 16 | 17 | 18 | 19 | 20 | 21 | 22 | 23 | 24
NEM discounted market benefits by year
Select region | NEM
[5 empty] | Real June 2019 dollars ($m) discounted to June 2020 | 2021-22 | 2022-23 | 2023-24 | 2024-25 | 2025-26 | 2026-27 | 2027-28 | 2028-29 | 2029-30 | 2030-31 | 2031-32 | 2032-33 | 2033-34 | 2034-35 | 2035-36 | 2036-37 | 2037-38 | 2038-39 | 2039-40 | 2040-41 | 2041-42 | 2042-43 | 2043-44 | 2044-45 | 2045-46
|  |  |  | Build | CAPEX | 44.4845 | 134.5147 | 155.6274 | 143.0482 | 152.8564 | 484.3283 | 406.2679 | 383.6867 | 263.7186 | 57.9832 | 55.2025 | 264.096 | 213.6985 | 213.6983 | 204.8379 | 220.2338 | 225.0158 | 218.9768 | 225.5993 | 221.9216 | 206.3441 | 212.3073 | 210.3217 | 209.3611 | 209.3611
|  |  |  | FOM | FOM | 6.9858 | 32.7744 | 35.521 | 25.0183 | 27.5278 | 80.0679 | 69.8204 | 61.2315 | 10.7209 | -48.5521 | -49.2333 | -5.8229 | -21.4114 | -21.4114 | -24.0459 | -19.4803 | -10.1277 | -11.4902 | -9.4453 | -10.52 | -6.6594 | -8.9478 | -9.5539 | -9.5889 | -9.5889
|  |  |  | Fuel | Fuel | 3.1325 | 6.5877 | 7.9463 | 11.0172 | 20.3519 | 19.0298 | 18.729 | 17.6773 | 22.8326 | 35.6814 | 47.2793 | 56.4181 | 67.8371 | 79.3349 | 79.6642 | 78.8031 | 78.0039 | 78.0025 | 77.1227 | 75.5423 | 74.9798 | 73.9542 | 73.5348 | 73.2179 | 72.9103
|  |  |  | VOM | VOM | -0.049695 | 0.23981 | 0.34277 | -0.068287 | -1.6533 | -3.3389 | -4.873 | -6.4891 | -9.49 | -11.7969 | -12.3009 | -13.8504 | -15.9104 | -17.3737 | -16.8201 | -16.6641 | -17.5462 | -18.0124 | -18.9264 | -19.5569 | -19.1699 | -19.0869 | -19.1144 | -19.133 | -19.1587
|  |  |  | REZ Tx | REZ | -0.00028132 | 35.8976 | 34.1388 | 35.9202 | 70.611 | 55.7675 | 56.6228 | 99.5576 | 138.6565 | 83.4496 | 82.8523 | 79.159 | 69.6388 | 69.6387 | 61.4898 | 87.7962 | 75.7723 | 75.4848 | 75.9884 | 75.0461 | 81.4218 | 80.6623 | 78.8442 | 78.8442 | 78.8442
|  |  |  | USE+DSP | USE+DSP | -0.19233 | -0.1928 | -0.49966 | -10.9033 | -10.9038 | -10.9043 | -10.9047 | -10.9052 | -10.9057 | -10.9061 | -10.9066 | -10.9006 | -10.9011 | -10.9016 | -10.7477 | -10.616 | -15.2924 | -14.8671 | -14.269 | -12.6584 | -12.161 | -10.2984 | -8.3465 | -7.7734 | -6.6413
[5 empty] | Total cumulative market benefits | 54.3605 | 209.8214 | 233.0767 | 204.0323 | 258.79 | 624.9503 | 535.6623 | 544.7588 | 415.533 | 105.8589 | 112.8933 | 369.0991 | 302.9516 | 312.9852 | 294.3781 | 340.0727 | 335.8258 | 328.0944 | 336.0698 | 329.7746 | 324.7554 | 328.5906 | 325.6859 | 324.928 | 325.7268
NEM capacity difference by year
Select region | NEM
[5 empty] | Capacity difference (MW) | 2021-22 | 2022-23 | 2023-24 | 2024-25 | 2025-26 | 2026-27 | 2027-28 | 2028-29 | 2029-30 | 2030-31 | 2031-32 | 2032-33 | 2033-34 | 2034-35 | 2035-36 | 2036-37 | 2037-38 | 2038-39 | 2039-40 | 2040-41 | 2041-42 | 2042-43 | 2043-44 | 2044-45 | 2045-46
[5 empty] | Black Coal | 0 | 0 | 0 | 0 | 0 | 0 | 0 | 0 | 0 | 0 | 0 | 0 | 0 | 0 | 0 | 0 | 0 | 0 | 0 | 0 | 0 | 0 | 0 | 0 | 0
[5 empty] | Brown Coal | 0 | 0 | 0 | 0 | 0 | 0 | 0 | 0 | 0 | 0 | 0 | 0 | 0 | 0 | 0 | 0 | 0 | 0 | 0 | 0 | 0 | 0 | 0 | 0 | 0
[5 empty] | CCGT | 0 | 0.00039988 | 0.00042605 | 0.00042629 | 0.00042636 | 0.00042641 | 0.00042637 | 0.00043569 | 0.00043754 | 0.00042554 | 0.00042588 | 0.00047421 | 0.00047923 | 0.0004794 | 0.00047954 | 0.00047984 | 0.00057151 | 0.00057581 | 0.00058968 | 0.00059043 | 0.00059773 | 0.00064648 | 0.00068212 | 0.00068256 | 0.00068289
[5 empty] | Gas - Steam | 0 | 0 | 0 | 0 | 0 | 0 | 0 | 0 | 0 | 0 | 0 | 0 | 0 | 0 | 0 | 0 | 0 | 0 | 0 | 0 | 0 | 0 | 0 | 0 | 0
[5 empty] | OCGT / Diesel | 0.00053298 | 0.00054238 | 0.00059537 | 0.00066319 | 0.00068349 | 0.00070791 | 0.00073839 | 0.00077208 | 0.00080428 | 0.00084231 | 0.00086541 | 0.00091348 | 0.00097142 | 0.0010239 | 0.00085261 | 0.00090128 | 0.0010539 | 0.0011184 | 0.0011565 | 0.0012131 | 0.0012754 | 0.0013367 | 0.0014028 | 17.4387 | 17.4388
[5 empty] | Hydro | 0 | 0 | 0 | 0 | 0 | 0 | 0 | 0 | 0 | 0 | 0 | 0 | 0 | 0 | 0 | 0 | 0 | 0 | 0 | 0 | 0 | 0 | 0 | 0 | 0
[5 empty] | Wind | 0 | -48.3842 | -65.7175 | 51.0536 | 43.8551 | 104.0651 | 117.2226 | 184.3609 | 354.7614 | 333.4377 | 333.4377 | 256.2867 | 346.3726 | 346.3728 | 366.4281 | 326.9612 | 228.0679 | 212.805 | 186.2942 | 186.2986 | -162.2824 | -19.0064 | -0.45176 | -0.45167 | -0.45182
[5 empty] | Solar PV | -32.0196 | -32.0196 | -32.0195 | -209.9095 | -209.8998 | -491.0378 | -517.6065 | -599.2656 | -755.4509 | -119.2168 | -110.8789 | -412.2358 | -412.2359 | -412.2359 | -412.2362 | -412.2371 | -449.9517 | -360.061 | -360.8322 | -317.1444 | 188.1415 | 68.1957 | 75.4344 | 75.4344 | 75.4341
[5 empty] | LS Battery | 0.0013224 | 0.0015857 | 0.0018978 | 0.0023286 | 0.0024519 | -381.2284 | -253.1242 | -253.1212 | -253.1212 | -253.1212 | -253.1212 | -253.1211 | -253.1211 | -253.1211 | -253.1211 | -253.1211 | -253.1211 | -253.1211 | -253.1211 | -253.1211 | -253.122 | -253.1222 | -253.1224 | -253.1228 | -253.1232
[5 empty] | Pumped Hydro | 0 | 0 | 0 | 0.0077131 | 0.0074936 | 0.0086121 | 0.0083399 | 0.0067152 | -0.018324 | -29.0645 | -29.0645 | -93.26 | -93.26 | -93.26 | -93.2601 | -93.26 | -30.1504 | -30.1503 | -30.1497 | -30.1496 | 111.4267 | 32.6264 | 32.6265 | 32.6431 | 32.6431
[5 empty] | VPP | 0 | 0 | 0 | 0 | 0 | 0 | 0 | 0 | 0 | 0 | 0 | 0 | 0 | 0 | 0 | 0 | 0 | 0 | 0 | 0 | 0 | 0 | 0 | 0 | 0
[5 empty] | LS Battery pump | 0.0013224 | 0.0015857 | 0.0018978 | 0.0023286 | 0.0024519 | -381.2284 | -253.1242 | -253.1212 | -253.1212 | -253.1212 | -253.1212 | -253.1211 | -253.1211 | -253.1211 | -253.1211 | -253.1211 | -253.1211 | -253.1211 | -253.1211 | -253.1211 | -253.122 | -253.1222 | -253.1224 | -253.1228 | -253.1232
[5 empty] | Pumped Hydro pump | 0 | 0 | 0 | 0.0077131 | 0.0074936 | 0.0086121 | 0.0083399 | 0.0067152 | -0.018324 | -29.0645 | -29.0645 | -93.26 | -93.26 | -93.26 | -93.2601 | -93.26 | -30.1504 | -30.1503 | -30.1497 | -30.1496 | 111.4267 | 32.6264 | 32.6265 | 32.6431 | 32.6431
[5 empty] | VPP pump | 0 | 0 | 0 | 0 | 0 | 0 | 0 | 0 | 0 | 0 | 0 | 0 | 0 | 0 | 0 | 0 | 0 | 0 | 0 | 0 | 0 | 0 | 0 | 0 | 0
NEM generation difference by year
Select region | NEM
[5 empty] | Generation difference (GWh)* | 2021-22 | 2022-23 | 2023-24 | 2024-25 | 2025-26 | 2026-27 | 2027-28 | 2028-29 | 2029-30 | 2030-31 | 2031-32 | 2032-33 | 2033-34 | 2034-35 | 2035-36 | 2036-37 | 2037-38 | 2038-39 | 2039-40 | 2040-41 | 2041-42 | 2042-43 | 2043-44 | 2044-45 | 2045-46
[5 empty] | Black Coal | 101.184 | 311.8827 | 283.9335 | 65.2372 | 22.9215 | 275.1826 | 107.07 | 113.455 | -17.9499 | -445.1799 | -421.9661 | -120.571 | -297.1908 | -122.0854 | 83.7361 | 77.6457 | 50.4967 | 97.0584 | 44.0228 | 64.2449 | 26.2767 | 41.9348 | 27.1708 | 25.9812 | 14.4658
[5 empty] | Brown Coal | 84.9695 | 75.7318 | 69.9965 | -4.1414 | 13.0134 | 14.3321 | 7.0207 | 12.3482 | 6.4879 | 1.6765 | 3.643 | -6.023 | 0.5709 | 29.1769 | 9.4136 | 15.9699 | 20.9731 | 1.2934 | 15.2649 | 8.3291 | 6.6048 | 0.4262 | 1.9833 | 3.391 | 5.7043
[5 empty] | CCGT | -67.5342 | -117.039 | -99.6929 | -32.3563 | -156.6335 | -20.9304 | -9.9335 | -6.3595 | -112.0588 | -166.8102 | -162.9224 | -193.1569 | -199.0732 | -224.4338 | -18.0064 | 11.0252 | 6.081 | -16.3971 | 20.0298 | 15.942 | 16.5937 | 16.6591 | 9.2862 | 15.3454 | 5.1208
[5 empty] | Gas - Steam | -6.0524 | -2.4079 | -1.1961 | 0.97896 | 0.00020785 | -1.4449 | -0.22708 | 0.00012751 | 0.00015995 | 0.00018379 | 0.11014 | 0.3173 | -8.6671 | -36.9068 | -6.9991 | 1.5343 | 3.8517 | -0.05997 | 0 | 0 | 0 | 0 | 0 | 0 | 0
[5 empty] | OCGT / Diesel | -13.4903 | -22.4895 | -14.0147 | -31.2274 | -21.03 | -5.6658 | -6.7403 | 0.0048873 | -0.95306 | -7.2593 | -7.5409 | -9.0477 | -14.2804 | -19.449 | 1.5637 | -2.7177 | 1.846 | 3.3769 | 3.9649 | 21.3561 | 1.1662 | 14.7518 | 2.8149 | -3.8341 | 3.9536
[5 empty] | Hydro | -2.0456 | -13.1775 | -8.8907 | 5.0684 | 13.3106 | -13.8205 | -11.0013 | -4.5572 | -0.60265 | 40.4682 | 5.5792 | -14.2811 | 11.1645 | 10.8366 | -51.3545 | -51.3799 | 0.9741 | -4.2447 | -4.9903 | 4.0475 | -11.2112 | 7.8438 | -4.4593 | 7.4215 | 3.5595
[5 empty] | Wind | 0.81506 | -139.7094 | -148.038 | 319.4562 | 392.8364 | 620.228 | 820.0616 | 872.6109 | 1491.612 | 668.6818 | 580.1502 | 1003.3357 | 1208.9685 | 1100.9478 | 355.6213 | 309.5271 | 461.8464 | 447.5271 | 553.9507 | 405.7329 | -524.0734 | -240.8354 | -146.5386 | -114.5831 | -109.8193
[5 empty] | Solar PV | -85.8056 | -88.0168 | -83.3801 | -287.1362 | -146.1272 | -861.4129 | -894.16 | -1010.1341 | -1360.6387 | 101.5204 | 118.1717 | -678.8445 | -695.5351 | -738.0601 | -721.7362 | -728.2238 | -660.6368 | -663.1984 | -719.5878 | -589.347 | 519.6512 | 159.7962 | 90.0087 | 76.8178 | 57.9056
[5 empty] | LS Battery | -0.22257 | -0.78031 | -0.82814 | -2.7848 | -2.8894 | -317.4712 | -246.557 | -240.1804 | -245.6863 | -162.7341 | -138.5845 | -155.429 | -167.4737 | -148.2931 | -288.9534 | -277.7638 | -262.6921 | -256.9003 | -265.5106 | -234.5691 | -223.3888 | -219.1014 | -233.1971 | -217.3062 | -243.0749
[5 empty] | Pumped Hydro | -0.50362 | -7.3297 | -5.3653 | -3.2321 | 135.3084 | 4.0486 | 2.816 | 13.8249 | 90.1547 | 197.6194 | 84.8362 | -50.1267 | 2.2547 | -46.8631 | -324.7927 | -286.5107 | -54.1772 | -92.0842 | -42.7287 | -48.8695 | 320.9161 | 82.187 | 120.1883 | 99.1443 | 136.4929
[5 empty] | VPP | -1.5752 | -2.5551 | -4.2241 | -2.2703 | -2.5179 | 4.0762 | 4.6284 | -4.4291 | -15.7531 | 17.2652 | 22.4263 | 23.1852 | 15.1617 | 10.8786 | 7.7291 | -1.2612 | 3.6181 | -4.3717 | -1.9929 | -7.875 | 20.2703 | 23.2642 | 8.8553 | 14.7726 | 15.9836
[5 empty] | LS Battery pump | -0.27478 | -0.96334 | -1.0224 | -3.4376 | -3.5771 | -391.9301 | -304.7393 | -296.1711 | -303.979 | -200.3789 | -171.9238 | -190.8863 | -207.0872 | -183.0207 | -356.4934 | -342.9179 | -325.2613 | -316.4707 | -327.5308 | -290.5916 | -275.1672 | -271.2631 | -286.7515 | -268.3645 | -300.0074
[5 empty] | Pumped Hydro Pump | -3.3419 | -25.5849 | -20.7045 | 2.2608 | 194.15 | -12.9 | -14.0721 | -31.1393 | 95.7513 | 351.8665 | 90.8698 | -44.9534 | 38.8342 | -38.0303 | -482.6202 | -428.047 | -72.4946 | -133.9559 | -46.5742 | -58.4105 | 385.4223 | 120.2499 | 137.7214 | 136.3956 | 176.0576
[5 empty] | VPP pump | -1.8531 | -3.006 | -4.9694 | -2.6708 | -2.9622 | 4.7956 | 5.4451 | -5.2106 | -18.5329 | 20.3121 | 26.3838 | 27.2767 | 17.8373 | 12.7983 | 9.093 | -1.4837 | 4.2565 | -5.1431 | -2.3447 | -9.2647 | 23.8475 | 27.3695 | 10.4177 | 17.3791 | 18.8042
*Generation shown is as-generated while demand met is sent-out. The difference in as-generated generation between SWNSW Option 1 and the Base Case is due to different auxiliaries and losses.

## BaseCase_CF
Annual capacity factor by technology - Base Case, Step Change Scenario
Explicitly modelled generation
Region | Technology | 2021-22 | 2022-23 | 2023-24 | 2024-25 | 2025-26 | 2026-27 | 2027-28 | 2028-29 | 2029-30 | 2030-31 | 2031-32 | 2032-33 | 2033-34 | 2034-35 | 2035-36 | 2036-37 | 2037-38 | 2038-39 | 2039-40 | 2040-41 | 2041-42 | 2042-43 | 2043-44 | 2044-45 | 2045-46
NEM | Black Coal | 53.04% | 38.81% | 40.02% | 40.45% | 37.52% | 31.34% | 31.66% | 32.47% | 33.76% | 36.84% | 34.11% | 35.98% | 38.5% | 35.19% | 34.13% | 35.5% | 36.42% | 37.27% | 38.54% | 38.23% | 34.23% | 37.36% | 35.19% | 35.93% | 35.52%
NEM | Brown Coal | 63.53% | 48.99% | 50.23% | 45.12% | 43.95% | 42.59% | 40% | 39.36% | 37.14% | 40.73% | 40.14% | 40.88% | 40.56% | 40.65% | 40.9% | 40.27% | 38.45% | 35.7% | 38.18% | 39.97% | 40.14% | 41.8% | 43.25% | 42.87% | 43.52%
NEM | CCGT | 64.6% | 36.44% | 38.95% | 41.01% | 30.06% | 16.52% | 16.42% | 15.35% | 14.21% | 18.8% | 17.19% | 21.09% | 25.8% | 21.2% | 17.3% | 15.12% | 18.69% | 22.05% | 22.87% | 23.67% | 22.19% | 25.31% | 20.25% | 19.24% | 22.6%
NEM | Gas - Steam | 7.337% | 6.651% | 7.085% | 0.773% | 0.7385% | 0.7782% | 0.76% | 0.7385% | 0.7385% | 0.7385% | 0.7385% | 0.86% | 0.9732% | 1.406% | 2.051% | 2.148% | 3.294% | 4.152% | - | - | - | - | - | - | -
NEM | OCGT / Diesel | 1.246% | 0.6219% | 0.8468% | 0.6133% | 0.4546% | 0.1409% | 0.1061% | 0.04933% | 0.002962% | 0.1924% | 0.1072% | 0.3275% | 0.3957% | 0.4489% | 0.288% | 0.3169% | 0.7869% | 0.6127% | 1.715% | 1.419% | 1.71% | 1.718% | 3.92% | 2.687% | 2.545%
NEM | Hydro | 20.4% | 26.98% | 22.04% | 24.19% | 27.44% | 25.8% | 26.12% | 30.17% | 26.29% | 22.22% | 28% | 22.76% | 24.57% | 27.53% | 25.8% | 25.78% | 29.54% | 25.41% | 21.38% | 26.59% | 21.78% | 23.68% | 26.48% | 24.42% | 24.6%
NEM | Wind | 33.79% | 36.65% | 33.5% | 32.23% | 34.16% | 34.96% | 35.34% | 33.39% | 32.72% | 33.25% | 33.05% | 29.98% | 29.35% | 31.59% | 33.69% | 35.03% | 33.05% | 32.35% | 31.48% | 29.31% | 29.02% | 27.46% | 29.5% | 29.34% | 31.25%
NEM | Solar PV | 27.84% | 28.64% | 28.67% | 28.61% | 27.76% | 29.88% | 30.12% | 26.79% | 27.91% | 29.36% | 30.02% | 29.72% | 28.83% | 28.09% | 30.01% | 30.11% | 26.85% | 28.07% | 29.29% | 29.5% | 29.5% | 28.57% | 28.06% | 29.41% | 29.59%
NEM | LS Battery | 2.072% | 4.296% | 4.744% | 4.815% | 4.823% | 10.7% | 11.13% | 11.08% | 10.84% | 10.93% | 10.69% | 11.37% | 10.79% | 10.54% | 11.81% | 11.99% | 11.38% | 11.36% | 11.74% | 11.3% | 11.89% | 11.63% | 11.27% | 11.64% | 12.13%
NEM | Pumped Hydro | 0.499% | 8.088% | 9.589% | 9.606% | 12.89% | 18.19% | 18.17% | 19.22% | 18.19% | 18.81% | 17.79% | 20.95% | 18.24% | 18.6% | 22.96% | 21.95% | 23.62% | 21.86% | 22.79% | 20.64% | 23.56% | 23.82% | 21.16% | 21.88% | 22.97%
NEM | VPP | 4.657% | 6.786% | 7.845% | 7.642% | 7.582% | 8.473% | 8.626% | 8.824% | 8.69% | 8.454% | 8.421% | 8.81% | 8.502% | 8.436% | 8.915% | 9.05% | 8.801% | 8.81% | 8.956% | 8.84% | 8.965% | 8.95% | 8.591% | 8.928% | 9.225%
Region | Technology | 2021-22 | 2022-23 | 2023-24 | 2024-25 | 2025-26 | 2026-27 | 2027-28 | 2028-29 | 2029-30 | 2030-31 | 2031-32 | 2032-33 | 2033-34 | 2034-35 | 2035-36 | 2036-37 | 2037-38 | 2038-39 | 2039-40 | 2040-41 | 2041-42 | 2042-43 | 2043-44 | 2044-45 | 2045-46
NSW1 | Black Coal | 53.58% | 41.52% | 44.4% | 44.94% | 41.03% | 29.41% | 31.46% | 32.01% | 34.82% | 40.13% | 34.37% | 40.9% | 44.22% | 41% | 28.53% | 34.5% | 39.89% | 39.17% | 40.09% | 34.89% | 37.02% | - | - | - | -
NSW1 | Brown Coal | bar: 2021-22 to 2045-46
NSW1 | CCGT | 57.65% | 26.74% | 30.22% | 33.65% | 31.74% | 27.89% | 27.44% | 22.87% | 27.41% | 36.29% | 28.53% | 34.2% | 41.38% | 33.52% | 22.56% | 16.02% | 23.36% | 28.87% | 27.76% | 26.85% | 25.85% | 31.08% | 17.67% | - | -
NSW1 | Gas - Steam | bar: 2021-22 to 2045-46
NSW1 | OCGT / Diesel | 0.01138% | 2.116e-05% | 0.005103% | 0.01829% | 2.415e-05% | 2.151e-05% | 2.276e-05% | 2.363e-05% | 2.341e-05% | 2.745e-05% | 2.535e-05% | 0.04947% | 3.559e-05% | 3.229e-05% | 0.009686% | 0.09363% | 0.1971% | 2.899e-05% | 0.7422% | 0.4003% | 0.8023% | 1.114% | 4.227% | 3.817% | 2.923%
NSW1 | Hydro | 8.906% | 10.91% | 10.58% | 13.36% | 14.73% | 15.16% | 15.57% | 18.97% | 16.03% | 14.59% | 14.13% | 13.56% | 15.06% | 15.84% | 15.33% | 15.42% | 18.79% | 15.28% | 13.78% | 12.38% | 12.46% | 14.54% | 14.29% | 13.66% | 13.98%
NSW1 | Wind | 33.57% | 34.81% | 32.64% | 30.86% | 35.11% | 35.45% | 34.77% | 30.62% | 28.72% | 30.68% | 31.17% | 30.67% | 29.39% | 31.8% | 32.91% | 32.94% | 31.18% | 28.22% | 28.34% | 26.99% | 28.11% | 27.33% | 28.72% | 28.46% | 29.37%
NSW1 | Solar PV | 26.32% | 27.11% | 26.8% | 28.13% | 27.2% | 29.87% | 30.19% | 27.15% | 27.75% | 29.48% | 30.07% | 29.51% | 28.71% | 27.92% | 30.07% | 30.12% | 27.22% | 28.08% | 29.62% | 29.54% | 29.48% | 28.61% | 27.94% | 29.62% | 29.66%
NSW1 | LS Battery | - | - | - | - | - | 11.71% | 11.92% | 11.82% | 11.22% | 11.5% | 11.64% | 12.11% | 11.59% | 11.34% | 12.51% | 12.63% | 11.99% | 11.82% | 12.34% | 11.96% | 12.35% | 12.06% | 11.87% | 12.38% | 12.81%
NSW1 | Pumped Hydro | 0.3637% | 6.671% | 7.877% | 9.218% | 13.49% | 20.7% | 20.64% | 21.81% | 20.43% | 20.77% | 19.75% | 22.81% | 19.32% | 20.34% | 25.41% | 24.16% | 26.24% | 23.37% | 24.5% | 20.87% | 23.75% | 24.03% | 21.6% | 21.78% | 23.19%
NSW1 | VPP | 2.936% | 5.715% | 6.904% | 6.771% | 7.032% | 8.549% | 8.712% | 8.764% | 8.561% | 8.496% | 8.573% | 9.013% | 8.868% | 8.482% | 8.952% | 9.069% | 8.856% | 8.853% | 8.979% | 9.221% | 9.074% | 9.132% | 8.78% | 9.354% | 9.435%
Region | Technology | 2021-22 | 2022-23 | 2023-24 | 2024-25 | 2025-26 | 2026-27 | 2027-28 | 2028-29 | 2029-30 | 2030-31 | 2031-32 | 2032-33 | 2033-34 | 2034-35 | 2035-36 | 2036-37 | 2037-38 | 2038-39 | 2039-40 | 2040-41 | 2041-42 | 2042-43 | 2043-44 | 2044-45 | 2045-46
QLD1 | Black Coal | 52.35% | 35.56% | 35.38% | 36.06% | 34.09% | 33.22% | 31.81% | 32.84% | 32.97% | 34.78% | 33.94% | 33.72% | 35.89% | 32.53% | 35.6% | 35.81% | 35.84% | 36.92% | 38.22% | 38.92% | 33.65% | 37.36% | 35.19% | 35.93% | 35.52%
QLD1 | Brown Coal | bar: 2021-22 to 2045-46
QLD1 | CCGT | 77.09% | 44.21% | 46.7% | 50.9% | 32.24% | 15.05% | 15.03% | 16.18% | 12.07% | 15.02% | 17.23% | 19.55% | 24.01% | 18.86% | 19.49% | 19.49% | 19.49% | 22.31% | 24.47% | 26.43% | 24.38% | 26.87% | 24.64% | 22.98% | 33.69%
QLD1 | Gas - Steam | bar: 2021-22 to 2045-46
QLD1 | OCGT / Diesel | 0.3259% | 2.306e-05% | 2.426e-05% | 2.57e-05% | 1.788e-05% | 1.717e-05% | 1.706e-05% | 1.823e-05% | 1.856e-05% | 2.179e-05% | 2.238e-05% | 2.656e-05% | 2.637e-05% | 1.743e-05% | 1.757e-05% | 0.01178% | 0.3195% | 1.993e-05% | 0.8306% | 0.2904% | 0.3094% | 0.5255% | 0.4309% | 0.8886% | 1.897%
QLD1 | Hydro | 52.55% | 52.43% | 52.49% | 52.33% | 51.59% | 49.43% | 49.6% | 50.1% | 49.82% | 49.68% | 50.27% | 49.07% | 49.89% | 46.5% | 48.28% | 47.78% | 34.74% | 31.62% | 31.62% | 30.05% | 33.34% | - | - | - | -
QLD1 | Wind | 36.45% | 39.74% | 36.28% | 32.44% | 36.14% | 35.88% | 38.4% | 37.67% | 36.21% | 36.86% | 33.69% | 30.71% | 28.05% | 32.25% | 33.26% | 36.13% | 35.51% | 35.5% | 35% | 29.27% | 29.67% | 26.91% | 30.6% | 28.99% | 31.57%
QLD1 | Solar PV | 30.29% | 31.02% | 31.17% | 29.75% | 29.16% | 31.01% | 30.93% | 25.74% | 28.48% | 29.71% | 31.03% | 30.49% | 29.6% | 29.12% | 30.88% | 30.9% | 26.3% | 28.47% | 29.67% | 30.66% | 30.23% | 29.39% | 28.97% | 30.18% | 30.41%
QLD1 | LS Battery | 1.337% | 5.425% | 6.357% | 6.076% | 6.68% | 10.81% | 10.89% | 10.18% | 10.83% | 10.92% | 10.42% | 11.63% | 11.03% | 10.05% | 11.53% | 11.63% | 10.49% | 11.24% | 11.4% | 11.95% | 12.06% | 11.97% | 11.39% | 11.57% | 11.8%
QLD1 | Pumped Hydro | 0.5559% | 8.684% | 10.31% | 9.77% | 10.49% | 8.16% | 8.308% | 8.827% | 9.189% | 10.1% | 7.988% | 15.43% | 14.75% | 12.56% | 15.2% | 14.65% | 18.35% | 18.72% | 19.17% | 20.38% | 22.1% | 22.76% | 20.11% | 21.29% | 21.37%
QLD1 | VPP | 6.325% | 7.9% | 8.751% | 8.49% | 8.951% | 8.881% | 8.993% | 8.666% | 8.934% | 8.809% | 8.608% | 9.108% | 8.885% | 8.65% | 8.836% | 9.113% | 8.362% | 8.732% | 8.875% | 9.086% | 9.012% | 9.143% | 8.889% | 8.914% | 9.114%
Region | Technology | 2021-22 | 2022-23 | 2023-24 | 2024-25 | 2025-26 | 2026-27 | 2027-28 | 2028-29 | 2029-30 | 2030-31 | 2031-32 | 2032-33 | 2033-34 | 2034-35 | 2035-36 | 2036-37 | 2037-38 | 2038-39 | 2039-40 | 2040-41 | 2041-42 | 2042-43 | 2043-44 | 2044-45 | 2045-46
VIC1 | Black Coal | bar: 2021-22 to 2045-46
VIC1 | Brown Coal | 63.53% | 48.99% | 50.23% | 45.12% | 43.95% | 42.59% | 40% | 39.36% | 37.14% | 40.73% | 40.14% | 40.88% | 40.56% | 40.65% | 40.9% | 40.27% | 38.45% | 35.7% | 38.18% | 39.97% | 40.14% | 41.8% | 43.25% | 42.87% | 43.52%
VIC1 | CCGT | bar: 2021-22 to 2045-46
VIC1 | Gas - Steam | 0.8962% | 0.4891% | 0.5104% | 0.0899% | 3.587e-05% | 0.1033% | 0.0559% | 1.905e-05% | 2.598e-05% | 3.811e-05% | 2.553e-05% | 0.316% | 0.6104% | 1.735% | 2.051% | 2.148% | 3.294% | 4.152% | - | - | - | - | - | - | -
VIC1 | OCGT / Diesel | 0.09959% | 0.1168% | 0.07923% | 0.005718% | 3.197e-05% | 2.753e-05% | 2.857e-05% | 2.688e-05% | 2.864e-05% | 3.085e-05% | 2.464e-05% | 0.03141% | 0.02346% | 3.215e-05% | 0.1% | 0.219% | 0.6133% | 0.4382% | 2.005% | 1.761% | 1.794% | 1.823% | 4.801% | 3.419% | 2.987%
VIC1 | Hydro | 14.62% | 14.72% | 13.43% | 16.37% | 16.84% | 15.87% | 16.04% | 20.22% | 16.79% | 14.4% | 14.34% | 13.04% | 16.07% | 16.49% | 15.76% | 15.8% | 19.95% | 16.56% | 14.24% | 14.1% | 12.9% | 15.83% | 16.29% | 15.39% | 15.5%
VIC1 | Wind | 33.6% | 36.21% | 31.23% | 31.83% | 32.92% | 34.35% | 34.91% | 31.26% | 32.28% | 31.49% | 33.95% | 28.95% | 30.04% | 31.38% | 34.42% | 34.94% | 30.75% | 30.95% | 29.48% | 31.22% | 28.3% | 27.67% | 29.33% | 30.29% | 31.28%
VIC1 | Solar PV | 28.28% | 28.15% | 29.2% | 27.8% | 26.51% | 28.27% | 28.68% | 26.35% | 27.53% | 28.14% | 28.02% | 28.99% | 27.76% | 26.57% | 27.99% | 28.29% | 26.58% | 27.58% | 27.96% | 27.52% | 28.62% | 27.12% | 26.71% | 27.57% | 27.93%
VIC1 | LS Battery | 2.283% | 4.313% | 4.531% | 4.765% | 4.615% | 9.765% | 9.951% | 10.99% | 10.25% | 9.684% | 9.547% | 9.485% | 8.499% | 9.879% | 11.26% | 11.53% | 11.67% | 11.25% | 11.41% | 9.548% | 11.39% | 10.68% | 10.1% | 10.88% | 11.76%
VIC1 | Pumped Hydro | - | - | - | - | - | - | - | - | - | - | - | 23.41% | 21.21% | 25% | 28.47% | 28.79% | 29.07% | 27.92% | 28.72% | 25.65% | 27.42% | 26.45% | 23.29% | 25.28% | 27.74%
VIC1 | VPP | 4.561% | 7.702% | 8.157% | 8.263% | 7.842% | 8.657% | 8.831% | 9.262% | 8.959% | 8.217% | 8.227% | 8.28% | 7.68% | 8.31% | 9.023% | 9.083% | 8.972% | 8.773% | 8.839% | 8.16% | 8.675% | 8.401% | 8.047% | 8.414% | 9.036%
Region | Technology | 2021-22 | 2022-23 | 2023-24 | 2024-25 | 2025-26 | 2026-27 | 2027-28 | 2028-29 | 2029-30 | 2030-31 | 2031-32 | 2032-33 | 2033-34 | 2034-35 | 2035-36 | 2036-37 | 2037-38 | 2038-39 | 2039-40 | 2040-41 | 2041-42 | 2042-43 | 2043-44 | 2044-45 | 2045-46
SA1 | Black Coal | bar: 2021-22 to 2045-46
SA1 | Brown Coal | bar: 2021-22 to 2045-46
SA1 | CCGT | 61.55% | 38.19% | 41.2% | 35.97% | 33.33% | 13.99% | 14.05% | 10% | 10.62% | 16.92% | 10.41% | 18.55% | 22.96% | 22.09% | 11.3% | 10% | - | - | - | - | - | - | - | - | -
SA1 | Gas - Steam | 10.84% | 10.5% | 11.19% | 1.2% | 1.2% | 1.2% | 1.2% | 1.2% | 1.2% | 1.2% | 1.2% | 1.2% | 1.2% | 1.2% | - | - | - | - | - | - | - | - | - | - | -
SA1 | OCGT / Diesel | 5.851% | 3.069% | 4.292% | 3.168% | 2.37% | 0.7343% | 0.5532% | 0.2571% | 0.01533% | 1.376% | 0.7665% | 2.87% | 3.374% | 3.818% | 2.433% | 2.111% | 4.517% | 4.766% | 6.72% | 6.689% | 7.895% | 6.664% | 10.13% | 0.3758% | 0.1228%
SA1 | Hydro | bar: 2021-22 to 2045-46
SA1 | Wind | 33.02% | 33.41% | 29.84% | 31.01% | 28.97% | 31.99% | 31.06% | 29.57% | 29.43% | 29.61% | 29.84% | 26.3% | 27.53% | 25.77% | 30.59% | 31.13% | 30.05% | 30.28% | 29.35% | 29.12% | 27.77% | 26.56% | 24.88% | 27.48% | 29.82%
SA1 | Solar PV | 29.32% | 29.48% | 29.92% | 28.46% | 27.75% | 28.5% | 29.35% | 27.04% | 28.26% | 28.86% | 29.2% | 29.44% | 28.18% | 27.39% | 28.44% | 29.23% | 26.74% | 27.87% | 28.11% | 28.1% | 28.56% | 27.65% | 27.82% | 28.16% | 28.92%
SA1 | LS Battery | 2.43% | 3.453% | 3.648% | 3.904% | 3.543% | 9.366% | 10.11% | 10.53% | 10.23% | 10.19% | 9.162% | 10.12% | 9.545% | 9.474% | 10.57% | 11.04% | 10.89% | 10.31% | 10.75% | 9.44% | 10.64% | 10.45% | 10.08% | 10.09% | 10.94%
SA1 | Pumped Hydro | bar: 2021-22 to 2045-46
SA1 | VPP | 7.995% | 8.121% | 9.41% | 8.698% | 7.804% | 8.557% | 8.742% | 8.763% | 8.548% | 8.347% | 7.887% | 8.681% | 8.351% | 8.138% | 8.819% | 8.924% | 8.996% | 8.855% | 9.103% | 8.559% | 9.019% | 8.994% | 8.542% | 8.643% | 9.149%
Region | Technology | 2021-22 | 2022-23 | 2023-24 | 2024-25 | 2025-26 | 2026-27 | 2027-28 | 2028-29 | 2029-30 | 2030-31 | 2031-32 | 2032-33 | 2033-34 | 2034-35 | 2035-36 | 2036-37 | 2037-38 | 2038-39 | 2039-40 | 2040-41 | 2041-42 | 2042-43 | 2043-44 | 2044-45 | 2045-46
TAS1 | Black Coal | bar: 2021-22 to 2045-46
TAS1 | Brown Coal | bar: 2021-22 to 2045-46
TAS1 | CCGT | 0% | 6.485e-05% | 9.45e-05% | 9.29e-05% | 8.231e-05% | 8.268e-05% | 8.324e-05% | 0.0001029% | 0.0001119% | 0.0001375% | 0.000127% | 0.0001472% | 0.0001506% | 0.0001411% | 0.0001357% | 0.0001352% | 0.000141% | 0.0001386% | 0.0001526% | 0.0001464% | 0.0001505% | 0.0001539% | 0.0001589% | 0.000156% | 0.000155%
TAS1 | Gas - Steam | bar: 2021-22 to 2045-46
TAS1 | OCGT / Diesel | 0.0001632% | 5.88e-05% | 9.928e-05% | 9.447e-05% | 6.228e-05% | 6.329e-05% | 6.493e-05% | 8.677e-05% | 9.205e-05% | 0.0001222% | 9.798e-05% | 0.0001342% | 0.0001504% | 0.0001262% | 0.05138% | 0.009016% | 0.1174% | 0.05233% | 0.3342% | 1.176% | 2.108% | 1.338% | 4.677% | 3.992% | 3.04%
TAS1 | Hydro | 37.53% | 56.7% | 42.21% | 42.99% | 51.61% | 46.9% | 47.27% | 52.17% | 46.5% | 37.32% | 56.83% | 41.77% | 42.75% | 51.32% | 46.89% | 46.73% | 51.88% | 46.24% | 37.38% | 56.06% | 41.54% | 42.51% | 51.29% | 46.38% | 46.46%
TAS1 | Wind | 35.76% | 41.83% | 43.75% | 43.55% | 37.79% | 37.8% | 33.38% | 38.78% | 37.87% | 37.78% | 38.94% | 34% | 35.38% | 37.76% | 40.13% | 41.66% | 36.44% | 34.49% | 31.28% | 29.65% | 32.11% | 30.92% | 33.19% | 32.78% | 36.54%
TAS1 | Solar PV | - | - | - | - | - | - | - | - | - | - | - | - | - | - | - | - | 21.57% | 22.89% | 22.38% | 21.7% | 22.07% | 22.16% | 20.45% | 21.54% | 20.76%
TAS1 | LS Battery | bar: 2021-22 to 2045-46
TAS1 | Pumped Hydro | - | - | - | - | - | - | - | - | - | 21.59% | 24.31% | 21.05% | 19.6% | 22.67% | 25.36% | 25.41% | 27.68% | 25.35% | 27.2% | 18.84% | 24.38% | 24.75% | 19.62% | 18.75% | 23.24%
TAS1 | VPP | 0.4156% | 0.2185% | 4.425% | 3.556% | 0.1175% | 0.2663% | 0.1805% | 7.506% | 6.555% | 6.829% | 8.448% | 7.902% | 6.687% | 8.158% | 8.442% | 8.279% | 9.798% | 9.085% | 10.05% | 7.96% | 9.366% | 9.318% | 8% | 8.648% | 9.301%
Explicitly modelled pumping
Region | Technology | 2021-22 | 2022-23 | 2023-24 | 2024-25 | 2025-26 | 2026-27 | 2027-28 | 2028-29 | 2029-30 | 2030-31 | 2031-32 | 2032-33 | 2033-34 | 2034-35 | 2035-36 | 2036-37 | 2037-38 | 2038-39 | 2039-40 | 2040-41 | 2041-42 | 2042-43 | 2043-44 | 2044-45 | 2045-46
NEM | LS Battery pump | 2.54% | 5.313% | 5.845% | 5.949% | 5.959% | 13.22% | 13.77% | 13.66% | 13.41% | 13.48% | 13.22% | 14.02% | 13.31% | 13.03% | 14.56% | 14.81% | 14.08% | 14.01% | 14.48% | 14% | 14.64% | 14.37% | 13.9% | 14.37% | 14.98%
NEM | Pumped Hydro pump | 0.8533% | 13.59% | 15.81% | 16.61% | 18.74% | 26.03% | 26.22% | 27.7% | 26.42% | 25.26% | 26.07% | 28.34% | 25.2% | 24.91% | 30.52% | 30.71% | 30.21% | 28.27% | 29.03% | 26.8% | 29.9% | 30.69% | 26.18% | 27.65% | 29.05%
NEM | VPP pump | 5.451% | 7.956% | 9.202% | 8.963% | 8.892% | 9.941% | 10.12% | 10.35% | 10.2% | 9.919% | 9.879% | 10.34% | 9.974% | 9.897% | 10.46% | 10.62% | 10.33% | 10.34% | 10.51% | 10.37% | 10.52% | 10.5% | 10.08% | 10.48% | 10.82%
Region | Technology | 2021-22 | 2022-23 | 2023-24 | 2024-25 | 2025-26 | 2026-27 | 2027-28 | 2028-29 | 2029-30 | 2030-31 | 2031-32 | 2032-33 | 2033-34 | 2034-35 | 2035-36 | 2036-37 | 2037-38 | 2038-39 | 2039-40 | 2040-41 | 2041-42 | 2042-43 | 2043-44 | 2044-45 | 2045-46
NSW1 | LS Battery pump | - | - | - | - | - | 14.46% | 14.74% | 14.56% | 13.87% | 14.17% | 14.41% | 14.92% | 14.3% | 14% | 15.44% | 15.6% | 14.85% | 14.55% | 15.24% | 14.81% | 15.2% | 14.88% | 14.66% | 15.28% | 15.81%
NSW1 | Pumped Hydro pump | 0.831% | 13.09% | 15.04% | 16.82% | 18.95% | 28.16% | 28.34% | 29.91% | 28.32% | 26.6% | 27.96% | 29.96% | 26.2% | 26.38% | 32.63% | 33.03% | 32.59% | 29.77% | 30.46% | 26.86% | 29.75% | 30.94% | 25.89% | 27.18% | 28.93%
NSW1 | VPP pump | 3.426% | 6.696% | 8.094% | 7.938% | 8.245% | 10.03% | 10.22% | 10.28% | 10.04% | 9.967% | 10.06% | 10.58% | 10.4% | 9.951% | 10.5% | 10.64% | 10.39% | 10.39% | 10.54% | 10.82% | 10.65% | 10.72% | 10.3% | 10.98% | 11.07%
Region | Technology | 2021-22 | 2022-23 | 2023-24 | 2024-25 | 2025-26 | 2026-27 | 2027-28 | 2028-29 | 2029-30 | 2030-31 | 2031-32 | 2032-33 | 2033-34 | 2034-35 | 2035-36 | 2036-37 | 2037-38 | 2038-39 | 2039-40 | 2040-41 | 2041-42 | 2042-43 | 2043-44 | 2044-45 | 2045-46
QLD1 | LS Battery pump | 1.63% | 6.689% | 7.848% | 7.501% | 8.263% | 13.34% | 13.44% | 12.57% | 13.37% | 13.49% | 12.91% | 14.32% | 13.61% | 12.45% | 14.19% | 14.35% | 12.99% | 13.84% | 14.07% | 14.8% | 14.84% | 14.79% | 14.05% | 14.3% | 14.56%
QLD1 | Pumped Hydro pump | 0.8915% | 14.43% | 17.13% | 16.26% | 17.49% | 13.52% | 13.78% | 14.67% | 15.27% | 16.78% | 13.35% | 22.32% | 21.42% | 18.18% | 21.82% | 21.12% | 24.41% | 24.53% | 25.29% | 26.97% | 28.76% | 29.57% | 25.96% | 27.58% | 27.66%
QLD1 | VPP pump | 7.413% | 9.266% | 10.27% | 9.96% | 10.5% | 10.42% | 10.55% | 10.17% | 10.48% | 10.34% | 10.1% | 10.69% | 10.43% | 10.15% | 10.37% | 10.69% | 9.81% | 10.24% | 10.41% | 10.66% | 10.57% | 10.73% | 10.43% | 10.46% | 10.69%
Region | Technology | 2021-22 | 2022-23 | 2023-24 | 2024-25 | 2025-26 | 2026-27 | 2027-28 | 2028-29 | 2029-30 | 2030-31 | 2031-32 | 2032-33 | 2033-34 | 2034-35 | 2035-36 | 2036-37 | 2037-38 | 2038-39 | 2039-40 | 2040-41 | 2041-42 | 2042-43 | 2043-44 | 2044-45 | 2045-46
VIC1 | LS Battery pump | 2.799% | 5.346% | 5.573% | 5.904% | 5.697% | 12.05% | 12.33% | 13.52% | 12.7% | 11.91% | 11.79% | 11.72% | 10.5% | 12.18% | 13.9% | 14.24% | 14.41% | 13.93% | 14.04% | 11.83% | 14.02% | 13.23% | 12.42% | 13.44% | 14.52%
VIC1 | Pumped Hydro pump | - | - | - | - | - | - | - | - | - | - | - | 29.32% | 26.47% | 31.23% | 35.58% | 35.98% | 36.34% | 35.05% | 35.74% | 32.24% | 34.27% | 33.23% | 28.94% | 31.6% | 34.67%
VIC1 | VPP pump | 5.339% | 9.034% | 9.569% | 9.693% | 9.198% | 10.16% | 10.36% | 10.87% | 10.51% | 9.64% | 9.651% | 9.713% | 9.007% | 9.749% | 10.59% | 10.66% | 10.53% | 10.29% | 10.37% | 9.572% | 10.18% | 9.856% | 9.439% | 9.871% | 10.6%
Region | Technology | 2021-22 | 2022-23 | 2023-24 | 2024-25 | 2025-26 | 2026-27 | 2027-28 | 2028-29 | 2029-30 | 2030-31 | 2031-32 | 2032-33 | 2033-34 | 2034-35 | 2035-36 | 2036-37 | 2037-38 | 2038-39 | 2039-40 | 2040-41 | 2041-42 | 2042-43 | 2043-44 | 2044-45 | 2045-46
SA1 | LS Battery pump | 2.983% | 4.28% | 4.488% | 4.82% | 4.374% | 11.56% | 12.52% | 12.95% | 12.67% | 12.54% | 11.31% | 12.51% | 11.77% | 11.69% | 13.05% | 13.63% | 13.44% | 12.78% | 13.23% | 11.7% | 13.09% | 12.94% | 12.4% | 12.46% | 13.5%
SA1 | Pumped Hydro pump | bar: 2021-22 to 2045-46
SA1 | VPP pump | 9.378% | 9.526% | 11.04% | 10.21% | 9.153% | 10.04% | 10.26% | 10.28% | 10.03% | 9.792% | 9.25% | 10.19% | 9.796% | 9.546% | 10.35% | 10.47% | 10.56% | 10.39% | 10.68% | 10.04% | 10.58% | 10.55% | 10.02% | 10.14% | 10.74%
Region | Technology | 2021-22 | 2022-23 | 2023-24 | 2024-25 | 2025-26 | 2026-27 | 2027-28 | 2028-29 | 2029-30 | 2030-31 | 2031-32 | 2032-33 | 2033-34 | 2034-35 | 2035-36 | 2036-37 | 2037-38 | 2038-39 | 2039-40 | 2040-41 | 2041-42 | 2042-43 | 2043-44 | 2044-45 | 2045-46
TAS1 | LS Battery pump | bar: 2021-22 to 2045-46
TAS1 | Pumped Hydro pump | - | - | - | - | - | - | - | - | - | 26.99% | 30.52% | 26.27% | 24.43% | 28.36% | 31.68% | 31.94% | 34.43% | 31.85% | 33.84% | 23.73% | 30.47% | 30.85% | 24.6% | 23.31% | 29.03%
TAS1 | VPP pump | 0.461% | 0.2292% | 5.178% | 4.156% | 0.1103% | 0.2854% | 0.1845% | 8.803% | 7.684% | 8.007% | 9.911% | 9.269% | 7.84% | 9.569% | 9.904% | 9.712% | 11.5% | 10.66% | 11.79% | 9.337% | 10.99% | 10.93% | 9.384% | 10.15% | 10.91%
Non-controllable capacity
Region | Technology | 2021-22 | 2022-23 | 2023-24 | 2024-25 | 2025-26 | 2026-27 | 2027-28 | 2028-29 | 2029-30 | 2030-31 | 2031-32 | 2032-33 | 2033-34 | 2034-35 | 2035-36 | 2036-37 | 2037-38 | 2038-39 | 2039-40 | 2040-41 | 2041-42 | 2042-43 | 2043-44 | 2044-45 | 2045-46
NEM | Distributed PV | bar: 2021-22 to 2045-46
NEM | Behind the meter battery | 5.43% | 5.366% | 4.022% | 3.748% | 2.902% | 2.528% | 2.376% | 2.292% | 2.278% | 2.201% | 2.132% | 2.069% | 2.031% | 2.036% | 2.078% | 2.223% | 2.385% | 2.563% | 2.76% | 2.936% | 3.123% | 3.326% | 3.552% | 3.769% | 3.998%
NEM | Behind the meter battery pump | 6.388% | 6.313% | 4.732% | 4.409% | 3.414% | 2.974% | 2.795% | 2.696% | 2.68% | 2.59% | 2.508% | 2.434% | 2.389% | 2.396% | 2.444% | 2.616% | 2.806% | 3.015% | 3.247% | 3.454% | 3.674% | 3.913% | 4.179% | 4.434% | 4.704%
Region | Technology | 2021-22 | 2022-23 | 2023-24 | 2024-25 | 2025-26 | 2026-27 | 2027-28 | 2028-29 | 2029-30 | 2030-31 | 2031-32 | 2032-33 | 2033-34 | 2034-35 | 2035-36 | 2036-37 | 2037-38 | 2038-39 | 2039-40 | 2040-41 | 2041-42 | 2042-43 | 2043-44 | 2044-45 | 2045-46
NSW1 | Distributed PV | bar: 2021-22 to 2045-46
NSW1 | Behind the meter battery | 6.343% | 5.961% | 5.075% | 4.945% | 3.843% | 3.368% | 3.157% | 3.02% | 2.98% | 2.85% | 2.737% | 2.633% | 2.564% | 2.548% | 2.584% | 2.745% | 2.92% | 3.113% | 3.332% | 3.508% | 3.705% | 3.921% | 4.151% | 4.385% | 4.631%
NSW1 | Behind the meter battery pump | 7.462% | 7.013% | 5.971% | 5.818% | 4.521% | 3.963% | 3.714% | 3.554% | 3.506% | 3.353% | 3.221% | 3.097% | 3.017% | 2.998% | 3.04% | 3.23% | 3.436% | 3.662% | 3.919% | 4.128% | 4.359% | 4.613% | 4.883% | 5.159% | 5.448%
Region | Technology | 2021-22 | 2022-23 | 2023-24 | 2024-25 | 2025-26 | 2026-27 | 2027-28 | 2028-29 | 2029-30 | 2030-31 | 2031-32 | 2032-33 | 2033-34 | 2034-35 | 2035-36 | 2036-37 | 2037-38 | 2038-39 | 2039-40 | 2040-41 | 2041-42 | 2042-43 | 2043-44 | 2044-45 | 2045-46
QLD1 | Distributed PV | bar: 2021-22 to 2045-46
QLD1 | Behind the meter battery | 5.885% | 4.428% | 3.513% | 3.324% | 2.566% | 2.27% | 2.147% | 2.061% | 2.044% | 1.973% | 1.912% | 1.86% | 1.831% | 1.847% | 1.888% | 2.035% | 2.191% | 2.371% | 2.582% | 2.766% | 2.969% | 3.19% | 3.431% | 3.664% | 3.926%
QLD1 | Behind the meter battery pump | 6.924% | 5.209% | 4.133% | 3.91% | 3.018% | 2.671% | 2.526% | 2.425% | 2.404% | 2.321% | 2.25% | 2.189% | 2.155% | 2.173% | 2.221% | 2.394% | 2.577% | 2.789% | 3.038% | 3.254% | 3.493% | 3.753% | 4.036% | 4.311% | 4.619%
Region | Technology | 2021-22 | 2022-23 | 2023-24 | 2024-25 | 2025-26 | 2026-27 | 2027-28 | 2028-29 | 2029-30 | 2030-31 | 2031-32 | 2032-33 | 2033-34 | 2034-35 | 2035-36 | 2036-37 | 2037-38 | 2038-39 | 2039-40 | 2040-41 | 2041-42 | 2042-43 | 2043-44 | 2044-45 | 2045-46
VIC1 | Distributed PV | bar: 2021-22 to 2045-46
VIC1 | Behind the meter battery | 5.067% | 6.84% | 3.268% | 2.777% | 2.059% | 1.724% | 1.594% | 1.553% | 1.554% | 1.522% | 1.489% | 1.457% | 1.437% | 1.446% | 1.492% | 1.596% | 1.741% | 1.886% | 2.028% | 2.184% | 2.332% | 2.485% | 2.685% | 2.867% | 3.045%
VIC1 | Behind the meter battery pump | 5.961% | 8.047% | 3.844% | 3.267% | 2.422% | 2.028% | 1.876% | 1.827% | 1.829% | 1.79% | 1.752% | 1.714% | 1.691% | 1.702% | 1.755% | 1.877% | 2.049% | 2.219% | 2.386% | 2.57% | 2.744% | 2.924% | 3.159% | 3.372% | 3.583%
Region | Technology | 2021-22 | 2022-23 | 2023-24 | 2024-25 | 2025-26 | 2026-27 | 2027-28 | 2028-29 | 2029-30 | 2030-31 | 2031-32 | 2032-33 | 2033-34 | 2034-35 | 2035-36 | 2036-37 | 2037-38 | 2038-39 | 2039-40 | 2040-41 | 2041-42 | 2042-43 | 2043-44 | 2044-45 | 2045-46
SA1 | Distributed PV | bar: 2021-22 to 2045-46
SA1 | Behind the meter battery | 3.838% | 4.156% | 3.873% | 3.83% | 3.302% | 3.075% | 3.049% | 3.001% | 3.042% | 2.975% | 2.91% | 2.856% | 2.846% | 2.906% | 2.974% | 3.223% | 3.416% | 3.671% | 3.957% | 4.193% | 4.457% | 4.766% | 5.049% | 5.289% | 5.56%
SA1 | Behind the meter battery pump | 4.515% | 4.89% | 4.557% | 4.506% | 3.884% | 3.618% | 3.587% | 3.531% | 3.579% | 3.5% | 3.423% | 3.359% | 3.348% | 3.419% | 3.499% | 3.791% | 4.018% | 4.319% | 4.656% | 4.933% | 5.243% | 5.607% | 5.94% | 6.223% | 6.542%
Region | Technology | 2021-22 | 2022-23 | 2023-24 | 2024-25 | 2025-26 | 2026-27 | 2027-28 | 2028-29 | 2029-30 | 2030-31 | 2031-32 | 2032-33 | 2033-34 | 2034-35 | 2035-36 | 2036-37 | 2037-38 | 2038-39 | 2039-40 | 2040-41 | 2041-42 | 2042-43 | 2043-44 | 2044-45 | 2045-46
TAS1 | Distributed PV | bar: 2021-22 to 2045-46
TAS1 | Behind the meter battery | 5.396% | 4.941% | 3.787% | 3.539% | 2.82% | 2.485% | 2.347% | 2.268% | 2.251% | 2.15% | 2.069% | 1.989% | 1.935% | 1.926% | 1.944% | 2.066% | 2.194% | 2.336% | 2.496% | 2.63% | 2.78% | 2.935% | 3.123% | 3.302% | 3.501%
TAS1 | Behind the meter battery pump | 6.348% | 5.814% | 4.456% | 4.164% | 3.317% | 2.924% | 2.761% | 2.669% | 2.648% | 2.53% | 2.434% | 2.34% | 2.276% | 2.266% | 2.287% | 2.43% | 2.581% | 2.748% | 2.936% | 3.094% | 3.27% | 3.453% | 3.674% | 3.884% | 4.119%

## BaseCase_Generation
Annual as-generated generation by technology (GWh) - Base Case, Step Change Scenario
Explicitly modelled generation
Region | Technology | 2021-22 | 2022-23 | 2023-24 | 2024-25 | 2025-26 | 2026-27 | 2027-28 | 2028-29 | 2029-30 | 2030-31 | 2031-32 | 2032-33 | 2033-34 | 2034-35 | 2035-36 | 2036-37 | 2037-38 | 2038-39 | 2039-40 | 2040-41 | 2041-42 | 2042-43 | 2043-44 | 2044-45 | 2045-46
NEM | Black Coal | 85425.7068 | 60809.0004 | 56223.8397 | 54482.0591 | 50534.9536 | 42208.5287 | 38647.9441 | 38638.8647 | 38225.8983 | 34582.4374 | 32017.2623 | 27026.6522 | 28926.8538 | 26435.9575 | 19034.5002 | 17621.3327 | 14536.7805 | 13684.4099 | 12917.8941 | 12811.9523 | 11473.4812 | 7926.8911 | 7466.8219 | 7623.939 | 6400.0372
NEM | Brown Coal | 26572.8925 | 20491.0575 | 21009.037 | 18873.7522 | 18382.7413 | 16463.0431 | 14192.7514 | 13964.2401 | 11995.6708 | 11863.6455 | 11690.8482 | 11906.4228 | 11814.9548 | 11839.3422 | 11912.755 | 11729.7145 | 11198.4749 | 10397.4512 | 11120.5305 | 11640.9774 | 11691.7981 | 10133.4088 | 6299.2572 | 6244.0566 | 6337.4689
NEM | CCGT | 17763.822 | 10020.2963 | 10096.1023 | 10628.9333 | 7792.2806 | 4280.7634 | 4255.7866 | 3978.6009 | 3682.0749 | 4872.4306 | 4455.0336 | 5467.3694 | 6688.5882 | 5496.2882 | 4485.4012 | 3410.1943 | 3347.8361 | 3949.3031 | 3809.9808 | 3943.5595 | 3696.8819 | 4216.5839 | 2592.799 | 2150.9953 | 1251.3451
NEM | Gas - Steam | 912.6026 | 757.3872 | 806.8809 | 88.0336 | 84.0976 | 88.6186 | 86.5445 | 84.0968 | 84.0971 | 84.0977 | 84.0971 | 97.938 | 110.8321 | 160.1058 | 89.8467 | 94.0922 | 144.2604 | 181.8428 | 0 | 0 | 0 | 0 | 0 | 0 | 0
NEM | OCGT / Diesel | 732.5319 | 365.6834 | 497.9225 | 360.6242 | 267.2906 | 82.8401 | 62.4088 | 29.0069 | 1.7416 | 106.3114 | 59.2137 | 174.1955 | 194.9065 | 216.4851 | 138.1386 | 151.9699 | 390.5524 | 304.0877 | 784.8976 | 634.6907 | 764.7342 | 777.8878 | 1878.1599 | 1023.5582 | 992.1577
NEM | Hydro | 12746.0669 | 16860.8184 | 13768.396 | 15117.5521 | 17147.89 | 16123.7053 | 16321.4945 | 18848.5332 | 16429.0265 | 13882.4204 | 17493.2648 | 14223.0072 | 15355.2866 | 17202.9971 | 16122.3508 | 16110.5092 | 18232.343 | 15685.0301 | 13200.0994 | 16415.5897 | 13443.1705 | 14480.9907 | 16193.1167 | 14935.1078 | 15043.8511
NEM | Wind | 27265.0908 | 55462.6815 | 60546.5555 | 61273.0356 | 68110.1379 | 70320.9747 | 71505.1337 | 73835.5824 | 75905.2845 | 78830.1092 | 78362.2468 | 81051.9079 | 81247.8814 | 87435.2215 | 93694.5314 | 98090.1126 | 99567.0224 | 100066.879 | 97373.7081 | 88966.7964 | 92117.3783 | 96074.515 | 101385.0629 | 98449.3288 | 101059.4447
NEM | Solar PV | 18437.4742 | 21954.1263 | 21977.7983 | 23711.0264 | 23004.0984 | 35543.5677 | 40967.4014 | 41487.438 | 43674.0875 | 46871.0493 | 48429.6996 | 54851.5677 | 53214.7762 | 51847.3806 | 55382.0928 | 55258.3358 | 63636.6646 | 66158.4192 | 70553.8561 | 75705.6108 | 78249.9738 | 80036.7236 | 77706.2518 | 80567.2186 | 80809.0588
NEM | LS Battery | 62.1449 | 136.3735 | 150.5929 | 152.8345 | 153.08 | 5585.1184 | 7005.6564 | 6974.8527 | 6824.4222 | 6851.9913 | 6696.7852 | 7127.1959 | 6706.5405 | 6533.1687 | 7316.0151 | 7432.4275 | 7051.0445 | 7040.5456 | 7273.2563 | 7002.3331 | 7370.1831 | 7208.6307 | 6984.639 | 7211.5866 | 7507.5106
NEM | Pumped Hydro | 35.406 | 573.8634 | 680.3888 | 681.6618 | 3219.2825 | 4541.7531 | 4536.6317 | 4797.7975 | 4540.4435 | 4984.6486 | 4716.4171 | 6814.7989 | 5932.7769 | 6050.4457 | 7469.1908 | 7138.8682 | 12015.3533 | 11122.6553 | 11594.5139 | 10500.2953 | 14846.7892 | 15519.3046 | 13785.9129 | 14255.4799 | 14967.6085
NEM | VPP | 237.3653 | 431.1087 | 918.7217 | 1503.1426 | 1660.8916 | 2010.7627 | 2156.2587 | 2326.8529 | 2424.6095 | 2473.2759 | 2566.481 | 2787.0157 | 2790.1668 | 2880.4262 | 3179.721 | 3374.6759 | 3423.7608 | 3580.507 | 3804.0928 | 3883.6345 | 4071.8686 | 4200.7717 | 4164.6072 | 4466.8589 | 4761.5769
Total excluding storage |  | 189856.1877 | 186721.0511 | 184926.5322 | 184535.0165 | 185323.4901 | 185112.0416 | 186039.4651 | 190866.3631 | 189997.8812 | 191092.5014 | 192591.666 | 194799.0607 | 197554.0797 | 200633.778 | 200859.6167 | 202466.2611 | 211053.9344 | 210427.4229 | 209760.9665 | 210119.1769 | 211437.418 | 213647.0009 | 213521.4694 | 210994.2043 | 211893.3635
Region | Technology | 2021-22 | 2022-23 | 2023-24 | 2024-25 | 2025-26 | 2026-27 | 2027-28 | 2028-29 | 2029-30 | 2030-31 | 2031-32 | 2032-33 | 2033-34 | 2034-35 | 2035-36 | 2036-37 | 2037-38 | 2038-39 | 2039-40 | 2040-41 | 2041-42 | 2042-43 | 2043-44 | 2044-45 | 2045-46
NSW1 | Black Coal | 48159.6698 | 35494.6298 | 32123.389 | 29918.0492 | 27316.6477 | 19582.6569 | 16977.9964 | 17274.8195 | 16778.293 | 14518.9951 | 12435.9022 | 9638.7201 | 10420.3622 | 9662.4968 | 3299.183 | 3989.3842 | 2306.139 | 2264.601 | 2318.0408 | 2017.4833 | 2140.1182 | 0 | 0 | 0 | 0
NSW1 | Brown Coal | 0 | 0 | 0 | 0 | 0 | 0 | 0 | 0 | 0 | 0 | 0 | 0 | 0 | 0 | 0 | 0 | 0 | 0 | 0 | 0 | 0 | 0 | 0 | 0 | 0
NSW1 | CCGT | 3156.5686 | 1464.1688 | 1654.6982 | 1842.2254 | 1737.6922 | 1527.0804 | 1502.199 | 1252.3259 | 1500.8807 | 1986.848 | 1561.9667 | 1872.508 | 2265.5577 | 1835.1281 | 1235.27 | 877.2219 | 1278.9336 | 1580.6255 | 1519.97 | 1470.0882 | 1415.2469 | 1701.5296 | 286.4064 | 0.0051712 | 0.0050065
NSW1 | Gas - Steam | 0 | 0 | 0 | 0 | 0 | 0 | 0 | 0 | 0 | 0 | 0 | 0 | 0 | 0 | 0 | 0 | 0 | 0 | 0 | 0 | 0 | 0 | 0 | 0 | 0
NSW1 | OCGT / Diesel | 1.4334 | 0.002666 | 0.64288 | 2.3035 | 0.0030424 | 0.00271 | 0.0028676 | 0.0029763 | 0.0029488 | 0.0034581 | 0.0031939 | 6.232 | 0.0044834 | 0.004067 | 1.2618 | 12.1976 | 28.9848 | 0.0042625 | 109.1373 | 58.8606 | 117.9732 | 179.3 | 790.7573 | 534.3294 | 434.8977
NSW1 | Hydro | 1969.8118 | 2413.4059 | 2339.1114 | 2954.7525 | 3257.6854 | 3352.86 | 3444.9525 | 4195.735 | 3545.2532 | 3228.2258 | 3124.3241 | 3000.0316 | 3330.0515 | 3504.6689 | 3391.3253 | 3410.4663 | 4155.9593 | 3379.3071 | 3047.2034 | 2738.211 | 2755.5898 | 3215.5543 | 3160.3457 | 3020.7957 | 3091.1342
NSW1 | Wind | 5594.2342 | 13293.8544 | 16382.7566 | 15490.0764 | 17619.8133 | 17794.082 | 17450.1431 | 15577.7615 | 14652.3431 | 16168.1188 | 16428.3458 | 18212.2496 | 18652.1475 | 20182.6495 | 20890.8616 | 20773.5041 | 18926.8186 | 16731.3971 | 16819.685 | 15165.8108 | 18983.4622 | 19019.0273 | 19244.1356 | 19068.0272 | 19679.9609
NSW1 | Solar PV | 9426.4151 | 10611.1731 | 10490.6564 | 12758.3346 | 12335.8332 | 21954.7966 | 25835.2109 | 26341.2128 | 27364.8631 | 29120.9388 | 29704.1183 | 32095.3877 | 31231.3801 | 30372.6372 | 32709.8905 | 32765.3181 | 35922.2053 | 36683.3733 | 40226.7983 | 40126.0622 | 40811.133 | 39346.7825 | 38251.216 | 40540.8357 | 40604.4107
NSW1 | LS Battery | 0.012236 | 0.015088 | 0.017814 | 0.019641 | 0.020593 | 2196.2659 | 3467.7847 | 3438.0652 | 3262.5116 | 3344.252 | 3387.212 | 3523.9775 | 3370.939 | 3298.3073 | 3639.1909 | 3675.2798 | 3487.5399 | 3437.5069 | 3590.268 | 3478.9761 | 3591.7336 | 3507.9923 | 3454.2182 | 3600.5278 | 3726.405
NSW1 | Pumped Hydro | 7.647 | 140.2612 | 165.6066 | 193.8218 | 2695.2898 | 4134.2691 | 4121.7318 | 4356.9724 | 4081.5097 | 4150.4686 | 3946.1721 | 5259.1435 | 4454.9694 | 4690.9134 | 5859.1637 | 5570.3975 | 8393.2143 | 7476.5953 | 7838.5731 | 6677.8303 | 7596.9156 | 7688.8585 | 6910.8797 | 6968.9849 | 7419.9895
NSW1 | VPP | 61.3758 | 150.8934 | 337.3099 | 557.8698 | 644.6656 | 847.4941 | 907.2353 | 960.0446 | 989.8301 | 1025.0667 | 1072.6708 | 1164.9499 | 1183.4923 | 1170.8716 | 1284.2447 | 1353.3209 | 1371.7741 | 1425.3043 | 1502.7084 | 1586.6166 | 1604.5132 | 1659.0612 | 1638.2908 | 1791.6769 | 1854.1821
Total excluding storage |  | 68308.1329 | 63277.2347 | 62991.2544 | 62965.7416 | 62267.6748 | 64211.4786 | 65210.5048 | 64641.8577 | 63841.636 | 65023.13 | 63254.6603 | 64825.1289 | 65899.5034 | 65557.5845 | 61527.7922 | 61828.0922 | 62619.0405 | 60639.3083 | 64040.8348 | 61576.5161 | 66223.5233 | 63462.1937 | 61732.861 | 63163.9932 | 63810.4086
Region | Technology | 2021-22 | 2022-23 | 2023-24 | 2024-25 | 2025-26 | 2026-27 | 2027-28 | 2028-29 | 2029-30 | 2030-31 | 2031-32 | 2032-33 | 2033-34 | 2034-35 | 2035-36 | 2036-37 | 2037-38 | 2038-39 | 2039-40 | 2040-41 | 2041-42 | 2042-43 | 2043-44 | 2044-45 | 2045-46
QLD1 | Black Coal | 37266.037 | 25314.3706 | 24100.4507 | 24564.0099 | 23218.3059 | 22625.8718 | 21669.9477 | 21364.0452 | 21447.6053 | 20063.4423 | 19581.3601 | 17387.9321 | 18506.4916 | 16773.4607 | 15735.3172 | 13631.9484 | 12230.6415 | 11419.8089 | 10599.8533 | 10794.469 | 9333.363 | 7926.8911 | 7466.8219 | 7623.939 | 6400.0372
QLD1 | Brown Coal | 0 | 0 | 0 | 0 | 0 | 0 | 0 | 0 | 0 | 0 | 0 | 0 | 0 | 0 | 0 | 0 | 0 | 0 | 0 | 0 | 0 | 0 | 0 | 0 | 0
QLD1 | CCGT | 10784.2476 | 6183.923 | 6532.157 | 7119.9454 | 4509.8906 | 2105.3287 | 2102.3286 | 2262.8633 | 1688.9777 | 2101.3648 | 2410.5522 | 2735.114 | 3359.0612 | 2637.7069 | 2726.3902 | 2069.5598 | 2068.8933 | 2368.6685 | 2290.0011 | 2473.4618 | 2281.6249 | 2515.0438 | 2306.3817 | 2150.9797 | 1251.3298
QLD1 | Gas - Steam | 0 | 0 | 0 | 0 | 0 | 0 | 0 | 0 | 0 | 0 | 0 | 0 | 0 | 0 | 0 | 0 | 0 | 0 | 0 | 0 | 0 | 0 | 0 | 0 | 0
QLD1 | OCGT / Diesel | 54.496 | 0.0038569 | 0.0040567 | 0.0042984 | 0.0029906 | 0.002872 | 0.0028537 | 0.0030489 | 0.003103 | 0.0036432 | 0.0037425 | 0.0044421 | 0.0037627 | 0.0023089 | 0.0023276 | 1.5608 | 42.3202 | 0.0026395 | 110.0114 | 38.4646 | 40.984 | 69.6075 | 57.0719 | 106.5612 | 227.4613
QLD1 | Hydro | 701.5948 | 699.9121 | 700.7884 | 698.5584 | 688.7734 | 659.9501 | 662.2175 | 668.7883 | 665.1164 | 663.2209 | 671.0878 | 655.0392 | 666.0853 | 620.7793 | 644.586 | 637.8452 | 200.8592 | 182.8084 | 182.8203 | 173.7538 | 192.7846 | 0 | 0 | 0 | 0
QLD1 | Wind | 2070.3523 | 17575.3992 | 18172.935 | 17674.1565 | 23042.207 | 23071.2006 | 24693.6488 | 26279.8515 | 26728.2971 | 27605.327 | 25232.0766 | 27344.9114 | 26006.0545 | 29896.9016 | 31719.334 | 35873.4774 | 41446.8823 | 41438.8027 | 40857.9237 | 34161.8138 | 34627.1543 | 33724.2299 | 38405.3882 | 35231.7198 | 38364.9016
QLD1 | Solar PV | 5651.0625 | 7988.513 | 8028.8479 | 7661.4768 | 7509.3155 | 8104.2588 | 8083.0332 | 7855.4109 | 8690.9651 | 9966.5115 | 10919.402 | 14772.0977 | 14339.0048 | 14107.229 | 14960.8535 | 14641.8621 | 15486.1364 | 16764.0312 | 17469.2455 | 22875.1285 | 23309.4757 | 25919.5284 | 25157.3771 | 25952.5509 | 25978.7589
QLD1 | LS Battery | 11.9498 | 57.9805 | 67.9387 | 64.9366 | 71.3906 | 1731.6217 | 1789.592 | 1673.3962 | 1780.091 | 1795.618 | 1712.812 | 1912.0535 | 1812.4796 | 1651.9394 | 1895.9093 | 1911.1888 | 1723.7885 | 1848.1385 | 1873.9831 | 1964.852 | 1981.8743 | 1968.4897 | 1872.1953 | 1901.8751 | 1940.441
QLD1 | Pumped Hydro | 27.759 | 433.6021 | 514.7822 | 487.8185 | 523.9649 | 407.4492 | 414.841 | 440.7543 | 458.8272 | 504.3723 | 398.9281 | 1200.7372 | 1147.4017 | 977.2703 | 1182.5213 | 1139.9503 | 3155.6674 | 3218.649 | 3297.4955 | 3504.3492 | 5001.5349 | 5640.9753 | 4983.3106 | 5275.866 | 5296.964
QLD1 | VPP | 68.0789 | 108.0431 | 223.2329 | 369.5962 | 436.5326 | 472.0657 | 506.3389 | 517.443 | 567.4042 | 589.4861 | 602.7766 | 665.5925 | 677.0196 | 689.2139 | 738.3509 | 799.4407 | 769.62 | 844.7064 | 903.3209 | 963.3794 | 995.0489 | 1050.838 | 1062.6797 | 1107.2446 | 1176.0023
Total excluding storage |  | 56527.7901 | 57762.1219 | 57535.183 | 57718.1512 | 58968.4954 | 56566.6128 | 57211.1786 | 58430.9622 | 59220.9648 | 60399.8701 | 58814.4824 | 62895.0987 | 62876.7012 | 64036.0797 | 65786.4832 | 66856.2538 | 71475.7329 | 72174.1223 | 71509.8552 | 70517.0916 | 69785.3865 | 70155.3007 | 73393.0407 | 71065.7505 | 72222.4888
Region | Technology | 2021-22 | 2022-23 | 2023-24 | 2024-25 | 2025-26 | 2026-27 | 2027-28 | 2028-29 | 2029-30 | 2030-31 | 2031-32 | 2032-33 | 2033-34 | 2034-35 | 2035-36 | 2036-37 | 2037-38 | 2038-39 | 2039-40 | 2040-41 | 2041-42 | 2042-43 | 2043-44 | 2044-45 | 2045-46
VIC1 | Black Coal | 0 | 0 | 0 | 0 | 0 | 0 | 0 | 0 | 0 | 0 | 0 | 0 | 0 | 0 | 0 | 0 | 0 | 0 | 0 | 0 | 0 | 0 | 0 | 0 | 0
VIC1 | Brown Coal | 26572.8925 | 20491.0575 | 21009.037 | 18873.7522 | 18382.7413 | 16463.0431 | 14192.7514 | 13964.2401 | 11995.6708 | 11863.6455 | 11690.8482 | 11906.4228 | 11814.9548 | 11839.3422 | 11912.755 | 11729.7145 | 11198.4749 | 10397.4512 | 11120.5305 | 11640.9774 | 11691.7981 | 10133.4088 | 6299.2572 | 6244.0566 | 6337.4689
VIC1 | CCGT | 0 | 0.0033372 | 0.0033912 | 0.003361 | 0.0032818 | 0.0031048 | 0.0031262 | 0.0030772 | 0.0031199 | 0.003276 | 0.0030173 | 0.0034457 | 0.0035305 | 0.0033623 | 0.0032319 | 0.0032211 | 0.0034685 | 0.0035091 | 0.003653 | 0.0035882 | 0.0038245 | 0.0040235 | 0.0040946 | 0.0039175 | 0.0038481
VIC1 | Gas - Steam | 39.254 | 21.421 | 22.3554 | 3.9376 | 0.0015713 | 4.5226 | 2.4485 | 0.00083433 | 0.001138 | 0.0016693 | 0.0011183 | 13.8419 | 26.7361 | 76.0098 | 89.8467 | 94.0922 | 144.2604 | 181.8428 | 0 | 0 | 0 | 0 | 0 | 0 | 0
VIC1 | OCGT / Diesel | 16.5751 | 19.4452 | 13.1866 | 0.95175 | 0.0053209 | 0.0045825 | 0.0047559 | 0.0044734 | 0.0047663 | 0.0051354 | 0.0041012 | 5.2276 | 3.5555 | 0.004872 | 15.162 | 33.1838 | 92.9372 | 66.4052 | 226.5945 | 198.9767 | 202.7063 | 191.004 | 503.0399 | 358.1596 | 312.9699
VIC1 | Hydro | 2918.9621 | 2937.8594 | 2681.4954 | 3267.8689 | 3361.7873 | 3169.0836 | 3202.4696 | 4036.5388 | 3352.5624 | 2875.088 | 2863.2498 | 2603.8348 | 3208.4646 | 3292.7862 | 3145.9221 | 3153.4942 | 3983.6396 | 3306.3939 | 2843.6782 | 2814.3428 | 2575.3081 | 3160.4385 | 3252.8654 | 3072.3093 | 3094.0429
VIC1 | Wind | 11561.3882 | 13602.234 | 13774.4167 | 14734.5571 | 15240.3712 | 15904.4695 | 16164.9826 | 16663.7838 | 17502.9855 | 17073.8359 | 18405.2657 | 17845.2844 | 18632.4673 | 19463.7143 | 21346.8879 | 21669.2107 | 19740.579 | 21940.0653 | 21252.5138 | 21801.1927 | 20490.2187 | 25361.9683 | 26049.4058 | 26074.4616 | 24055.9621
VIC1 | Solar PV | 2389.0609 | 2378.403 | 2467.5476 | 2348.8086 | 2239.9891 | 3330.6629 | 3505.787 | 4027.1053 | 4207.4512 | 4299.7518 | 4281.6767 | 4429.9927 | 4242.9699 | 4060.4823 | 4277.75 | 4322.7093 | 8717.3151 | 9045.3786 | 9170.6236 | 9026.9139 | 10392.1463 | 9845.3815 | 9696.6586 | 9737.6393 | 9791.1233
VIC1 | LS Battery | 15.0638 | 28.4613 | 29.9017 | 31.4429 | 30.4562 | 669.2336 | 681.9844 | 752.9264 | 702.6304 | 663.666 | 654.3409 | 650.0744 | 541.2773 | 629.1556 | 717.011 | 734.6432 | 743.4995 | 716.5543 | 726.5124 | 608.1063 | 725.6708 | 680.2519 | 643.2686 | 693.1648 | 749.1697
VIC1 | Pumped Hydro | 0 | 0 | 0 | 0.010896 | 0.013 | 0.018516 | 0.039982 | 0.041674 | 0.071398 | 0.082834 | 0.098053 | 2.0558 | 1.8626 | 2.1957 | 2.5003 | 2.5284 | 2.5549 | 2.4534 | 2.5238 | 2.255 | 1839.7251 | 1774.5295 | 1562.7748 | 1696.3181 | 1861.0382
VIC1 | VPP | 47.9021 | 102.8136 | 201.4907 | 347.3295 | 368.4209 | 442.2538 | 476.8751 | 529.7212 | 544.0534 | 527.8669 | 554.8762 | 582.6846 | 563.5917 | 638.9299 | 729.5256 | 773.308 | 802.1085 | 824.3252 | 873.1526 | 838.4807 | 927.2689 | 933.5059 | 929.4056 | 1009.8401 | 1126.593
Total excluding storage |  | 43498.1329 | 39450.4233 | 39968.0421 | 39229.8795 | 39224.8991 | 38871.7894 | 37068.4471 | 38691.6765 | 37058.6789 | 36112.3313 | 37241.0487 | 36804.6077 | 37929.1517 | 38732.3431 | 40788.327 | 41002.4079 | 43877.2097 | 44937.5405 | 44613.9443 | 45482.4071 | 45352.1812 | 48692.2051 | 45801.2309 | 45486.6304 | 43591.5709
Region | Technology | 2021-22 | 2022-23 | 2023-24 | 2024-25 | 2025-26 | 2026-27 | 2027-28 | 2028-29 | 2029-30 | 2030-31 | 2031-32 | 2032-33 | 2033-34 | 2034-35 | 2035-36 | 2036-37 | 2037-38 | 2038-39 | 2039-40 | 2040-41 | 2041-42 | 2042-43 | 2043-44 | 2044-45 | 2045-46
SA1 | Black Coal | 0 | 0 | 0 | 0 | 0 | 0 | 0 | 0 | 0 | 0 | 0 | 0 | 0 | 0 | 0 | 0 | 0 | 0 | 0 | 0 | 0 | 0 | 0 | 0 | 0
SA1 | Brown Coal | 0 | 0 | 0 | 0 | 0 | 0 | 0 | 0 | 0 | 0 | 0 | 0 | 0 | 0 | 0 | 0 | 0 | 0 | 0 | 0 | 0 | 0 | 0 | 0 | 0
SA1 | CCGT | 3823.0059 | 2372.2 | 1909.242 | 1666.7574 | 1544.6931 | 648.3497 | 651.2544 | 463.4067 | 492.2113 | 784.212 | 482.5093 | 859.7413 | 1063.9631 | 1023.4473 | 523.7354 | 463.4069 | 0.0031405 | 0.0031619 | 0.0032641 | 0.0032146 | 0.0034827 | 0.0036881 | 0.0038748 | 0.0037144 | 0.0036478
SA1 | Gas - Steam | 873.3486 | 735.9662 | 784.5255 | 84.096 | 84.096 | 84.096 | 84.096 | 84.096 | 84.096 | 84.096 | 84.096 | 84.096 | 84.096 | 84.096 | 0 | 0 | 0 | 0 | 0 | 0 | 0 | 0 | 0 | 0 | 0
SA1 | OCGT / Diesel | 660.0249 | 346.2307 | 484.0874 | 357.3633 | 267.2783 | 82.8289 | 62.3973 | 28.995 | 1.7293 | 106.2972 | 59.2011 | 162.7294 | 191.3404 | 216.4719 | 120.9112 | 104.8872 | 224.48 | 236.8596 | 333.9425 | 332.4126 | 392.3627 | 331.1796 | 503.5254 | 4.224 | 1.3805
SA1 | Hydro | 0 | 0 | 0 | 0 | 0 | 0 | 0 | 0 | 0 | 0 | 0 | 0 | 0 | 0 | 0 | 0 | 0 | 0 | 0 | 0 | 0 | 0 | 0 | 0 | 0
SA1 | Wind | 6243.4418 | 8381.7452 | 7890.3751 | 9067.6713 | 8471.2898 | 9354.0919 | 9083.3176 | 9569.8405 | 10565.0479 | 10509.6951 | 10592.5467 | 9737.4535 | 9725.1239 | 9104.3237 | 10398.9822 | 10078.4191 | 10768.1627 | 11318.1007 | 10229.1501 | 10050.1358 | 9582.736 | 9849.3959 | 8968.177 | 9906.294 | 9852.9539
SA1 | Solar PV | 970.9342 | 976.0364 | 990.7452 | 942.4051 | 918.9598 | 2153.8424 | 3543.3631 | 3263.7006 | 3410.7991 | 3483.8381 | 3524.4944 | 3553.9446 | 3401.2732 | 3306.8966 | 3433.4561 | 3528.3102 | 3227.5172 | 3364.8005 | 3393.1129 | 3392.3495 | 3447.2207 | 4633.8059 | 4332.2896 | 4053.1775 | 4161.9225
SA1 | LS Battery | 35.1171 | 49.9126 | 52.7314 | 56.4318 | 51.2073 | 987.9727 | 1066.2688 | 1110.4225 | 1079.1493 | 1048.4156 | 942.3594 | 1041.0442 | 981.8027 | 953.7121 | 1063.8437 | 1111.2555 | 1096.1585 | 1038.2844 | 1082.4321 | 950.3202 | 1070.8402 | 1051.8348 | 1014.8859 | 1015.9404 | 1091.4173
SA1 | Pumped Hydro | 0 | 0 | 0 | 0.0052072 | 0.0055686 | 0.0067911 | 0.0086664 | 0.008877 | 0.010363 | 0.011282 | 0.012392 | 0.016346 | 0.015578 | 0.016495 | 0.017786 | 0.017839 | 0.019767 | 0.020291 | 0.021165 | 0.022862 | 0.0292 | 0.041392 | 0.041152 | 0.049201 | 0.049063
SA1 | VPP | 59.4419 | 69.0091 | 145.1358 | 213.421 | 210.7268 | 247.6179 | 264.8652 | 278.5 | 285.5558 | 289.9116 | 283.8293 | 323.3166 | 322.0446 | 325.8294 | 367.793 | 387.5459 | 405.2223 | 413.8828 | 441.8233 | 427.4306 | 463.0831 | 473.5442 | 460.2699 | 475.9782 | 514.1731
Total excluding storage |  | 12570.7554 | 12812.1786 | 12058.9752 | 12118.2931 | 11286.3171 | 12323.2089 | 13424.4285 | 13410.0388 | 14553.8837 | 14968.1384 | 14742.8475 | 14397.9648 | 14465.7966 | 13735.2356 | 14477.0849 | 14175.0234 | 14220.163 | 14919.7639 | 13956.2087 | 13774.9012 | 13422.323 | 14814.3851 | 13803.9959 | 13963.6992 | 14016.2606
Region | Technology | 2021-22 | 2022-23 | 2023-24 | 2024-25 | 2025-26 | 2026-27 | 2027-28 | 2028-29 | 2029-30 | 2030-31 | 2031-32 | 2032-33 | 2033-34 | 2034-35 | 2035-36 | 2036-37 | 2037-38 | 2038-39 | 2039-40 | 2040-41 | 2041-42 | 2042-43 | 2043-44 | 2044-45 | 2045-46
TAS1 | Black Coal | 0 | 0 | 0 | 0 | 0 | 0 | 0 | 0 | 0 | 0 | 0 | 0 | 0 | 0 | 0 | 0 | 0 | 0 | 0 | 0 | 0 | 0 | 0 | 0 | 0
TAS1 | Brown Coal | 0 | 0 | 0 | 0 | 0 | 0 | 0 | 0 | 0 | 0 | 0 | 0 | 0 | 0 | 0 | 0 | 0 | 0 | 0 | 0 | 0 | 0 | 0 | 0 | 0
TAS1 | CCGT | 0 | 0.0011817 | 0.0017219 | 0.0016927 | 0.0014998 | 0.0015064 | 0.0015168 | 0.001875 | 0.0020384 | 0.0025048 | 0.0023145 | 0.0026813 | 0.002744 | 0.0025718 | 0.0024725 | 0.0024634 | 0.002569 | 0.0025249 | 0.0027807 | 0.0026679 | 0.0027418 | 0.0028049 | 0.0028959 | 0.0028426 | 0.0028246
TAS1 | Gas - Steam | 0 | 0 | 0 | 0 | 0 | 0 | 0 | 0 | 0 | 0 | 0 | 0 | 0 | 0 | 0 | 0 | 0 | 0 | 0 | 0 | 0 | 0 | 0 | 0 | 0
TAS1 | OCGT / Diesel | 0.0025442 | 0.00091685 | 0.0015481 | 0.001473 | 0.00097113 | 0.00098682 | 0.0010124 | 0.0013531 | 0.0014354 | 0.0019062 | 0.0015277 | 0.0020928 | 0.0023451 | 0.0019671 | 0.80123 | 0.14058 | 1.8303 | 0.81599 | 5.2119 | 5.9762 | 10.7082 | 6.7967 | 23.7654 | 20.2839 | 15.4482
TAS1 | Hydro | 7155.6982 | 10809.641 | 8047.0008 | 8196.3724 | 9839.6438 | 8941.8115 | 9011.8549 | 9947.4711 | 8866.0945 | 7115.8857 | 10834.603 | 7964.1017 | 8150.6852 | 9784.7628 | 8940.5175 | 8908.7035 | 9891.885 | 8816.5206 | 7126.3974 | 10689.2821 | 7919.488 | 8104.9978 | 9779.9056 | 8842.0028 | 8858.674
TAS1 | Wind | 1795.6743 | 2609.4487 | 4326.0722 | 4306.5744 | 3736.4566 | 4197.1307 | 4113.0415 | 5744.3451 | 6456.6109 | 7473.1324 | 7704.0121 | 7912.0091 | 8232.0882 | 8787.6324 | 9338.4656 | 9695.5011 | 8684.5798 | 8638.5133 | 8214.4355 | 7787.8433 | 8433.8071 | 8119.8936 | 8717.9564 | 8168.8262 | 9105.6662
TAS1 | Solar PV | 0.0013923 | 0.00083032 | 0.0011925 | 0.0011913 | 0.00074852 | 0.0071097 | 0.0070959 | 0.0083923 | 0.0089573 | 0.0090625 | 0.0081514 | 0.14506 | 0.14817 | 0.13539 | 0.14267 | 0.13604 | 283.4906 | 300.8355 | 294.0759 | 285.1567 | 289.9981 | 291.2254 | 268.7106 | 283.0153 | 272.8434
TAS1 | LS Battery | 0.0019998 | 0.0040146 | 0.003251 | 0.0034971 | 0.005322 | 0.024641 | 0.026557 | 0.04249 | 0.039931 | 0.03967 | 0.060902 | 0.046286 | 0.041871 | 0.054362 | 0.060222 | 0.060192 | 0.058122 | 0.061419 | 0.060677 | 0.078565 | 0.064285 | 0.062102 | 0.07101 | 0.07841 | 0.077598
TAS1 | Pumped Hydro | 0 | 0 | 0 | 0.0053689 | 0.0091893 | 0.0095169 | 0.010231 | 0.020161 | 0.024783 | 329.7136 | 371.2064 | 352.8461 | 328.5276 | 380.0498 | 424.9877 | 425.9741 | 463.897 | 424.9374 | 455.9005 | 315.838 | 408.5844 | 414.8999 | 328.9066 | 314.2618 | 389.5678
TAS1 | VPP | 0.56651 | 0.34958 | 11.5524 | 14.9261 | 0.54565 | 1.3313 | 0.94425 | 41.144 | 37.7659 | 40.9445 | 52.328 | 50.472 | 44.0186 | 55.5814 | 59.8068 | 61.0603 | 75.0359 | 72.2883 | 83.0875 | 67.7272 | 81.9545 | 83.8225 | 73.9612 | 82.1191 | 90.6264
Total excluding storage |  | 8951.3765 | 13419.0926 | 12373.0774 | 12502.9511 | 13576.1037 | 13138.9518 | 13124.9061 | 15691.8279 | 15322.7178 | 14589.0316 | 18538.6271 | 15876.2606 | 16382.9267 | 18572.5352 | 18279.9295 | 18604.4838 | 18861.7883 | 17756.688 | 15640.1235 | 18768.2609 | 16654.0041 | 16522.9163 | 18790.3409 | 17314.131 | 18252.6346
Explicitly modelled pumping
Region | Technology | 2021-22 | 2022-23 | 2023-24 | 2024-25 | 2025-26 | 2026-27 | 2027-28 | 2028-29 | 2029-30 | 2030-31 | 2031-32 | 2032-33 | 2033-34 | 2034-35 | 2035-36 | 2036-37 | 2037-38 | 2038-39 | 2039-40 | 2040-41 | 2041-42 | 2042-43 | 2043-44 | 2044-45 | 2045-46
NEM | LS Battery pump | 76.1715 | 168.6414 | 185.5394 | 188.8272 | 189.1469 | 6894.9061 | 8664.1718 | 8595.716 | 8438.9477 | 8445.6491 | 8285.6992 | 8783.451 | 8278.215 | 8072.5792 | 9024 | 9175.8362 | 8725.1179 | 8679.4356 | 8971.7996 | 8672.2987 | 9073.6438 | 8906.3957 | 8614.0668 | 8905.1743 | 9266.5477
NEM | Pumped Hydro pump | 99.4159 | 1582.8161 | 1842.0655 | 1935.6888 | 5531.1104 | 7685.4679 | 7740.7303 | 8176.4405 | 7800.1393 | 7846.0732 | 8096.5746 | 10507.1764 | 9346.3786 | 9235.2908 | 11317.952 | 11386.4424 | 16743.8294 | 15672.0193 | 16088.3212 | 14855.4449 | 20198.809 | 21392.2428 | 18248.6421 | 19274.0922 | 20248.5571
NEM | VPP pump | 277.8311 | 505.4137 | 1077.5798 | 1762.9115 | 1947.8741 | 2358.9785 | 2529.7972 | 2730.1133 | 2844.6942 | 2901.5723 | 3010.8844 | 3270.0144 | 3273.3905 | 3379.2082 | 3730.8945 | 3959.8004 | 4017.0969 | 4201.0196 | 4463.5508 | 4556.7222 | 4777.7571 | 4928.9847 | 4886.0079 | 5241.1633 | 5587.4472
Region | Technology | 2021-22 | 2022-23 | 2023-24 | 2024-25 | 2025-26 | 2026-27 | 2027-28 | 2028-29 | 2029-30 | 2030-31 | 2031-32 | 2032-33 | 2033-34 | 2034-35 | 2035-36 | 2036-37 | 2037-38 | 2038-39 | 2039-40 | 2040-41 | 2041-42 | 2042-43 | 2043-44 | 2044-45 | 2045-46
NSW1 | LS Battery pump | 0.015111 | 0.018638 | 0.021987 | 0.024254 | 0.025431 | 2711.4393 | 4289.0911 | 4236.6493 | 4034.2606 | 4122.3732 | 4192.586 | 4340.0363 | 4161.2275 | 4072.8811 | 4491.9313 | 4537.3823 | 4318.5092 | 4231.3563 | 4432.0043 | 4308.1513 | 4422.9265 | 4329.731 | 4263.7838 | 4445.1635 | 4600.4325
NSW1 | Pumped Hydro pump | 61.15 | 963.3844 | 1106.6623 | 1237.9001 | 4780.3867 | 7105.0979 | 7149.2896 | 7546.7554 | 7144.5467 | 6713.3254 | 7057.3757 | 8484.0499 | 7417.7938 | 7470.0861 | 9239.091 | 9352.7798 | 12136.852 | 11087.9248 | 11346.4502 | 10006.1565 | 11081.9305 | 11525.8013 | 9642.5486 | 10121.9554 | 10775.39
NSW1 | VPP pump | 71.6236 | 176.7847 | 395.4711 | 654.0171 | 755.8708 | 994.2845 | 1064.4286 | 1126.4068 | 1161.2791 | 1202.5936 | 1258.4741 | 1366.9224 | 1388.6195 | 1373.6439 | 1506.8725 | 1587.9778 | 1609.5292 | 1672.3356 | 1763.2219 | 1861.8059 | 1882.7278 | 1946.7666 | 1922.1932 | 2102.5093 | 2175.9056
Region | Technology | 2021-22 | 2022-23 | 2023-24 | 2024-25 | 2025-26 | 2026-27 | 2027-28 | 2028-29 | 2029-30 | 2030-31 | 2031-32 | 2032-33 | 2033-34 | 2034-35 | 2035-36 | 2036-37 | 2037-38 | 2038-39 | 2039-40 | 2040-41 | 2041-42 | 2042-43 | 2043-44 | 2044-45 | 2045-46
QLD1 | LS Battery pump | 14.5627 | 71.4821 | 83.8749 | 80.1687 | 88.3048 | 2137.6363 | 2209.4343 | 2065.8598 | 2197.6431 | 2216.8126 | 2121.803 | 2353.3395 | 2237.6294 | 2046.6516 | 2333.4084 | 2359.4922 | 2135.3542 | 2274.4322 | 2313.5594 | 2432.9635 | 2439.8266 | 2431.1059 | 2310.1945 | 2349.9075 | 2393.6898
QLD1 | Pumped Hydro pump | 38.2658 | 619.4316 | 735.4031 | 697.7618 | 750.689 | 580.3265 | 591.3668 | 629.597 | 655.4588 | 720.4888 | 573.0159 | 1580.2516 | 1516.8395 | 1287.1694 | 1544.6884 | 1495.1421 | 4026.7578 | 4047.1647 | 4171.4802 | 4448.7584 | 6306.4703 | 7119.6289 | 6251.7205 | 6641.0464 | 6660.2167
QLD1 | VPP pump | 79.7924 | 126.7278 | 261.9146 | 433.6034 | 512.206 | 553.8872 | 594.1208 | 607.0895 | 665.7613 | 691.645 | 707.1942 | 781.0101 | 794.3666 | 808.6157 | 866.3154 | 938.0694 | 902.8659 | 991.0715 | 1059.889 | 1130.4277 | 1167.5634 | 1233.0713 | 1246.8738 | 1299.1726 | 1379.9292
Region | Technology | 2021-22 | 2022-23 | 2023-24 | 2024-25 | 2025-26 | 2026-27 | 2027-28 | 2028-29 | 2029-30 | 2030-31 | 2031-32 | 2032-33 | 2033-34 | 2034-35 | 2035-36 | 2036-37 | 2037-38 | 2038-39 | 2039-40 | 2040-41 | 2041-42 | 2042-43 | 2043-44 | 2044-45 | 2045-46
VIC1 | LS Battery pump | 18.4738 | 35.2781 | 36.7749 | 38.959 | 37.5929 | 826.0811 | 844.89 | 926.6047 | 870.3789 | 816.4068 | 807.8284 | 803.2417 | 668.533 | 775.7651 | 885.1987 | 906.9669 | 917.9006 | 887.4701 | 894.0937 | 753.5837 | 893.0547 | 842.6524 | 791.3235 | 855.759 | 924.9009
VIC1 | Pumped Hydro pump | 0 | 0 | 0 | 0.013658 | 0.016251 | 0.023107 | 0.050204 | 0.051865 | 0.089662 | 0.10313 | 0.1227 | 2.575 | 2.3249 | 2.7427 | 3.1254 | 3.1605 | 3.1936 | 3.0806 | 3.1408 | 2.8337 | 2299.6414 | 2229.6511 | 1941.9791 | 2120.3975 | 2326.2976
VIC1 | VPP pump | 56.0624 | 120.5846 | 236.3584 | 407.4495 | 432.1249 | 518.8727 | 559.5223 | 621.6052 | 638.3681 | 619.2276 | 650.9138 | 683.5478 | 661.0015 | 749.5372 | 856.0093 | 907.3986 | 941.1625 | 967.1725 | 1024.4824 | 983.5807 | 1087.9219 | 1095.1414 | 1090.1952 | 1184.6978 | 1321.9238
Region | Technology | 2021-22 | 2022-23 | 2023-24 | 2024-25 | 2025-26 | 2026-27 | 2027-28 | 2028-29 | 2029-30 | 2030-31 | 2031-32 | 2032-33 | 2033-34 | 2034-35 | 2035-36 | 2036-37 | 2037-38 | 2038-39 | 2039-40 | 2040-41 | 2041-42 | 2042-43 | 2043-44 | 2044-45 | 2045-46
SA1 | LS Battery pump | 43.1174 | 61.8576 | 64.8635 | 69.6709 | 63.2172 | 1219.719 | 1320.7236 | 1366.5497 | 1336.6157 | 1290.0077 | 1163.4066 | 1286.7763 | 1210.7735 | 1177.2142 | 1313.3873 | 1371.9204 | 1353.2822 | 1286.1011 | 1332.0675 | 1177.5032 | 1317.7567 | 1302.8298 | 1248.6773 | 1254.2474 | 1347.4287
SA1 | Pumped Hydro pump | 0 | 0 | 0 | 0.0065254 | 0.0069562 | 0.0084772 | 0.010875 | 0.011054 | 0.013004 | 0.014051 | 0.015499 | 0.020459 | 0.019474 | 0.020582 | 0.022232 | 0.022301 | 0.024707 | 0.025459 | 0.02636 | 0.028683 | 0.036394 | 0.051909 | 0.051275 | 0.061499 | 0.06137
SA1 | VPP pump | 69.7242 | 80.95 | 170.3174 | 250.3985 | 247.1601 | 290.5074 | 310.7606 | 326.7601 | 335.016 | 340.1034 | 332.9129 | 379.3335 | 377.8001 | 382.2118 | 431.5342 | 454.7249 | 475.4756 | 485.6171 | 518.4384 | 501.4664 | 543.3713 | 555.6419 | 539.9907 | 558.438 | 603.3415
Region | Technology | 2021-22 | 2022-23 | 2023-24 | 2024-25 | 2025-26 | 2026-27 | 2027-28 | 2028-29 | 2029-30 | 2030-31 | 2031-32 | 2032-33 | 2033-34 | 2034-35 | 2035-36 | 2036-37 | 2037-38 | 2038-39 | 2039-40 | 2040-41 | 2041-42 | 2042-43 | 2043-44 | 2044-45 | 2045-46
TAS1 | LS Battery pump | 0.0024689 | 0.0049603 | 0.0040113 | 0.0043161 | 0.006573 | 0.030431 | 0.032803 | 0.052427 | 0.049401 | 0.048872 | 0.075292 | 0.057136 | 0.051598 | 0.067119 | 0.074343 | 0.074412 | 0.071655 | 0.075928 | 0.074807 | 0.097096 | 0.079327 | 0.076606 | 0.087715 | 0.096795 | 0.095773
TAS1 | Pumped Hydro pump | 0 | 0 | 0 | 0.0067116 | 0.011504 | 0.011897 | 0.012812 | 0.025161 | 0.031142 | 412.1418 | 466.0448 | 440.2794 | 409.401 | 475.272 | 531.025 | 535.3376 | 577.0012 | 533.8236 | 567.2237 | 397.6675 | 510.7304 | 517.1096 | 412.3426 | 390.6314 | 486.5915
TAS1 | VPP pump | 0.62844 | 0.36663 | 13.5182 | 17.443 | 0.51229 | 1.4267 | 0.96487 | 48.2517 | 44.2697 | 48.0027 | 61.3895 | 59.2006 | 51.6028 | 65.1997 | 70.1632 | 71.6297 | 88.0637 | 84.8229 | 97.5191 | 79.4415 | 96.1728 | 98.3635 | 86.7549 | 96.3455 | 106.3471
Non-controllable capacity
Region | Technology | 2021-22 | 2022-23 | 2023-24 | 2024-25 | 2025-26 | 2026-27 | 2027-28 | 2028-29 | 2029-30 | 2030-31 | 2031-32 | 2032-33 | 2033-34 | 2034-35 | 2035-36 | 2036-37 | 2037-38 | 2038-39 | 2039-40 | 2040-41 | 2041-42 | 2042-43 | 2043-44 | 2044-45 | 2045-46
NEM | Distributed PV | 18587.9064 | 21992.0903 | 24395.3605 | 26076.7458 | 27481.4753 | 30761.4587 | 31914.0778 | 29792.8365 | 32649.5429 | 35059.7453 | 37274.7225 | 38788.6028 | 38759.9616 | 38835.4562 | 43659.6609 | 45909.5681 | 42187.2548 | 45397.2199 | 48186.4678 | 50513.2554 | 52559.9874 | 53204.3252 | 53760.8331 | 59731.3972 | 61886.5498
NEM | Behind the meter battery | 275.6431 | 484.7463 | 623.0331 | 835.9472 | 835.5124 | 868.429 | 948.5585 | 1029.8803 | 1125.9059 | 1219.7756 | 1314.6631 | 1405.3938 | 1506.0609 | 1614.2966 | 1747.2412 | 1879.5719 | 2026.9987 | 2186.9216 | 2365.3264 | 2524.6857 | 2691.6953 | 2870.8536 | 3069.119 | 3258.3734 | 3456.1762
NEM | Behind the meter battery pump | 324.2855 | 570.2922 | 732.9851 | 983.4667 | 982.9497 | 1021.6829 | 1115.9604 | 1211.6364 | 1324.6046 | 1435.027 | 1546.6788 | 1653.403 | 1771.8325 | 1899.1753 | 2055.5803 | 2211.2707 | 2384.6989 | 2572.8469 | 2782.745 | 2970.2175 | 3166.6972 | 3377.475 | 3610.718 | 3833.3762 | 4066.1022
Region | Technology | 2021-22 | 2022-23 | 2023-24 | 2024-25 | 2025-26 | 2026-27 | 2027-28 | 2028-29 | 2029-30 | 2030-31 | 2031-32 | 2032-33 | 2033-34 | 2034-35 | 2035-36 | 2036-37 | 2037-38 | 2038-39 | 2039-40 | 2040-41 | 2041-42 | 2042-43 | 2043-44 | 2044-45 | 2045-46
NSW1 | Distributed PV | 4862.6663 | 6087.1259 | 6864.6966 | 7788.6913 | 8392.2805 | 9801.3471 | 10044.5051 | 9343.8701 | 10002.8394 | 10907.5116 | 11920.9879 | 12096.8676 | 12291.9799 | 12230.4965 | 14133.1089 | 14643.3657 | 13412.2863 | 14120.0065 | 15241.2725 | 16350.0788 | 16531.8457 | 16999.6225 | 17051.9188 | 19448.1655 | 19815.8522
NSW1 | Behind the meter battery | 113.0672 | 201.5152 | 260.0963 | 350.2696 | 349.7188 | 363.3049 | 395.4816 | 428.0355 | 466.2901 | 503.5147 | 540.148 | 574.7213 | 613.1564 | 653.7086 | 705.11 | 755.2229 | 810.1001 | 868.8883 | 936.3753 | 991.5819 | 1051.4883 | 1116.2545 | 1184.361 | 1253.1009 | 1324.0004
NSW1 | Behind the meter battery pump | 133.0205 | 237.0787 | 305.997 | 412.078 | 411.4329 | 427.4178 | 465.2751 | 503.5754 | 548.583 | 592.3673 | 635.4773 | 676.141 | 721.3576 | 769.0696 | 829.5454 | 888.4972 | 953.0568 | 1022.2216 | 1101.6229 | 1166.5679 | 1237.0452 | 1313.2405 | 1393.3602 | 1474.2326 | 1557.6598
Region | Technology | 2021-22 | 2022-23 | 2023-24 | 2024-25 | 2025-26 | 2026-27 | 2027-28 | 2028-29 | 2029-30 | 2030-31 | 2031-32 | 2032-33 | 2033-34 | 2034-35 | 2035-36 | 2036-37 | 2037-38 | 2038-39 | 2039-40 | 2040-41 | 2041-42 | 2042-43 | 2043-44 | 2044-45 | 2045-46
QLD1 | Distributed PV | 6659.3457 | 8098.4976 | 8597.4634 | 8823.4701 | 9505.2632 | 10506.9628 | 10941.4811 | 9593.0736 | 10799.0322 | 11502.3754 | 12473.0365 | 12758.7589 | 12666.9577 | 13224.7155 | 14681.8114 | 15340.3078 | 13309.2051 | 14844.8857 | 15746.3938 | 17045.2731 | 17523.895 | 17517.109 | 18364.1504 | 20186.9752 | 20966.009
QLD1 | Behind the meter battery | 58.259 | 104.4154 | 135.8548 | 185.265 | 186.2906 | 194.8622 | 213.922 | 233.8058 | 256.9665 | 279.651 | 303.1753 | 325.8706 | 350.9629 | 378.5815 | 411.0871 | 444.4248 | 480.2063 | 520.9969 | 569.1607 | 611.1931 | 656.8905 | 706.2208 | 760.1705 | 812.7953 | 871.0232
QLD1 | Behind the meter battery pump | 68.5402 | 122.8395 | 159.8307 | 217.9614 | 219.1636 | 229.2505 | 251.6819 | 275.066 | 302.3139 | 329.0018 | 356.682 | 383.3774 | 412.8979 | 445.3887 | 483.6317 | 522.8593 | 564.9427 | 612.9356 | 669.6014 | 719.0551 | 772.8132 | 830.8471 | 894.3104 | 956.2258 | 1024.7338
Region | Technology | 2021-22 | 2022-23 | 2023-24 | 2024-25 | 2025-26 | 2026-27 | 2027-28 | 2028-29 | 2029-30 | 2030-31 | 2031-32 | 2032-33 | 2033-34 | 2034-35 | 2035-36 | 2036-37 | 2037-38 | 2038-39 | 2039-40 | 2040-41 | 2041-42 | 2042-43 | 2043-44 | 2044-45 | 2045-46
VIC1 | Distributed PV | 4245.6516 | 4795.367 | 5714.8024 | 6196.2414 | 6361.5069 | 7032.3618 | 7351.697 | 7344.1485 | 8110.2886 | 8784.4994 | 8887.9413 | 9721.3668 | 9644.3884 | 9355.3121 | 10473.9625 | 11219.8093 | 10859.7704 | 11558.0935 | 12197.1444 | 12023.2955 | 13132.5531 | 13311.645 | 13091.5131 | 14468.2404 | 15177.4333
VIC1 | Behind the meter battery | 56.7687 | 101.799 | 131.2786 | 178.4538 | 178.8351 | 186.4306 | 204.373 | 223.0197 | 244.4695 | 267.2385 | 290.0847 | 311.8244 | 335.0489 | 360.9549 | 394.9586 | 424.7123 | 465.7929 | 506.4 | 546.9058 | 590.8941 | 632.3256 | 674.5705 | 729.405 | 779.0227 | 827.5534
VIC1 | Behind the meter battery pump | 66.7865 | 119.7627 | 154.4451 | 209.9462 | 210.3929 | 219.3299 | 240.4392 | 262.3832 | 287.6133 | 314.3986 | 341.2771 | 366.854 | 394.1732 | 424.6519 | 464.6581 | 499.665 | 547.9926 | 595.7638 | 643.4191 | 695.1699 | 743.9103 | 793.613 | 858.1273 | 916.4998 | 973.5911
Region | Technology | 2021-22 | 2022-23 | 2023-24 | 2024-25 | 2025-26 | 2026-27 | 2027-28 | 2028-29 | 2029-30 | 2030-31 | 2031-32 | 2032-33 | 2033-34 | 2034-35 | 2035-36 | 2036-37 | 2037-38 | 2038-39 | 2039-40 | 2040-41 | 2041-42 | 2042-43 | 2043-44 | 2044-45 | 2045-46
SA1 | Distributed PV | 2531.4284 | 2691.3925 | 2861.3039 | 2880.6899 | 2831.0586 | 2996.7446 | 3151.7996 | 3083.689 | 3290.6399 | 3397.8607 | 3509.9104 | 3701.7752 | 3645.7045 | 3533.2165 | 3826.1018 | 4138.7644 | 4045.6121 | 4306.7716 | 4422.2835 | 4515.6143 | 4765.0411 | 4753.2282 | 4646.4232 | 4965.8748 | 5255.5925
SA1 | Behind the meter battery | 40.1743 | 64.8111 | 81.9047 | 104.1007 | 102.932 | 105.5218 | 114.9175 | 123.5587 | 134.8725 | 144.321 | 154.4337 | 164.5184 | 176.6086 | 188.6467 | 201.2302 | 217.8237 | 230.8065 | 247.6447 | 266.6271 | 281.9663 | 298.9047 | 318.6632 | 336.3386 | 351.2111 | 367.6587
SA1 | Behind the meter battery pump | 47.2635 | 76.2501 | 96.3585 | 122.4709 | 121.0959 | 124.1441 | 135.1965 | 145.3639 | 158.6737 | 169.7874 | 181.6892 | 193.5508 | 207.7743 | 221.9387 | 236.7392 | 256.2627 | 271.5381 | 291.3472 | 313.681 | 331.7201 | 351.6533 | 374.8975 | 395.6923 | 413.1921 | 432.537
Region | Technology | 2021-22 | 2022-23 | 2023-24 | 2024-25 | 2025-26 | 2026-27 | 2027-28 | 2028-29 | 2029-30 | 2030-31 | 2031-32 | 2032-33 | 2033-34 | 2034-35 | 2035-36 | 2036-37 | 2037-38 | 2038-39 | 2039-40 | 2040-41 | 2041-42 | 2042-43 | 2043-44 | 2044-45 | 2045-46
TAS1 | Distributed PV | 288.8145 | 319.7073 | 357.0943 | 387.653 | 391.366 | 424.0424 | 424.5951 | 428.0553 | 446.7428 | 467.498 | 482.8465 | 509.8343 | 510.9311 | 491.7156 | 544.6762 | 567.3208 | 560.3809 | 567.4627 | 579.3735 | 578.9939 | 606.6526 | 622.7204 | 606.8276 | 662.1413 | 671.6627
TAS1 | Behind the meter battery | 7.3739 | 12.2055 | 13.8987 | 17.8581 | 17.7359 | 18.3095 | 19.8645 | 21.4606 | 23.3073 | 25.0504 | 26.8214 | 28.4591 | 30.2842 | 32.4049 | 34.8553 | 37.3882 | 40.0929 | 42.9915 | 46.2575 | 49.0504 | 52.0862 | 55.1447 | 58.8438 | 62.2434 | 65.9406
TAS1 | Behind the meter battery pump | 8.6749 | 14.3612 | 16.3539 | 21.0103 | 20.8644 | 21.5406 | 23.3676 | 25.2478 | 27.4207 | 29.4718 | 31.5532 | 33.4799 | 35.6294 | 38.1264 | 41.0059 | 43.9864 | 47.1687 | 50.5786 | 54.4206 | 57.7045 | 61.2753 | 64.8768 | 69.2278 | 73.2259 | 77.5804

## BaseCase_Capacity
Installed capacity by technology (MW) - Base Case, Step Change Scenario
Capacity calculated on 1 July. In early study years some wind and solar projects enter later in the financial year and are therefore reflected in the following financial year's capacity.
Explicitly modelled generation
Region | Technology | 2021-22 | 2022-23 | 2023-24 | 2024-25 | 2025-26 | 2026-27 | 2027-28 | 2028-29 | 2029-30 | 2030-31 | 2031-32 | 2032-33 | 2033-34 | 2034-35 | 2035-36 | 2036-37 | 2037-38 | 2038-39 | 2039-40 | 2040-41 | 2041-42 | 2042-43 | 2043-44 | 2044-45 | 2045-46
NEM | Black Coal | 18386 | 17886 | 16036 | 15376 | 15376 | 15376 | 13936 | 13586 | 12926 | 10716 | 10716 | 8576 | 8576 | 8576 | 6366 | 5666 | 4556 | 4191 | 3826 | 3826 | 3826 | 2422 | 2422 | 2422 | 2057
NEM | Brown Coal | 4775 | 4775 | 4775 | 4775 | 4775 | 4412.5 | 4050 | 4050 | 3687.5 | 3325 | 3325 | 3325 | 3325 | 3325 | 3325 | 3325 | 3325 | 3325 | 3325 | 3325 | 3325 | 2767.5 | 1662.5 | 1662.5 | 1662.5
NEM | CCGT | 3138.899 | 3138.9014 | 2958.9016 | 2958.9016 | 2958.9016 | 2958.9016 | 2958.9016 | 2958.9017 | 2958.9017 | 2958.9018 | 2958.9018 | 2958.9021 | 2958.9021 | 2958.9021 | 2958.9021 | 2573.9021 | 2044.9024 | 2044.9024 | 1901.5025 | 1901.5025 | 1901.5026 | 1901.5028 | 1461.5029 | 1276.5039 | 632.0039
NEM | Gas - Steam | 1420 | 1300 | 1300 | 1300 | 1300 | 1300 | 1300 | 1300 | 1300 | 1300 | 1300 | 1300 | 1300 | 1300 | 500 | 500 | 500 | 500 | 0 | 0 | 0 | 0 | 0 | 0 | 0
NEM | OCGT / Diesel | 6712.6433 | 6712.6433 | 6712.6437 | 6712.6439 | 6712.644 | 6712.6442 | 6712.6444 | 6712.6446 | 6712.6448 | 6306.6451 | 6306.6453 | 6072.3057 | 5622.3061 | 5505.3063 | 5474.5017 | 5474.5021 | 5665.9684 | 5665.9687 | 5225.9692 | 5105.9695 | 5105.9699 | 5170.0429 | 5468.7562 | 4349.1632 | 4449.4783
NEM | Hydro | 7132.9 | 7132.9 | 7132.9 | 7132.9 | 7132.9 | 7132.9 | 7132.9 | 7132.9 | 7132.9 | 7132.9 | 7132.9 | 7132.9 | 7132.9 | 7132.9 | 7132.9 | 7132.9 | 7046.5 | 7046.5 | 7046.5 | 7046.5 | 7046.5 | 6980.5 | 6980.5 | 6980.5 | 6980.5
NEM | Wind | 9211.348 | 17272.9465 | 20629.0535 | 21700.8534 | 22759.331 | 22960.9606 | 23099.8588 | 25243.1508 | 26484.5425 | 27064.8838 | 27064.884 | 30859.2392 | 31598.0356 | 31598.0373 | 31748.7457 | 31965.9808 | 34393.5123 | 35312.4578 | 35307.8537 | 34650.0742 | 36236.1102 | 39942.326 | 39227.5247 | 38309.0349 | 36917.3054
NEM | Solar PV | 7560.4588 | 8750.4589 | 8750.4589 | 9459.5304 | 9459.5356 | 13581.0254 | 15526.5272 | 17680.9758 | 17860.9576 | 18227.0766 | 18415.1966 | 21070.2703 | 21070.2706 | 21070.2707 | 21070.274 | 20949.2797 | 27058.4793 | 26908.1905 | 27498.4778 | 29293.903 | 30277.5871 | 31974.6465 | 31613.6492 | 31268.5092 | 31173.2466
NEM | LS Battery | 342.3384 | 362.3401 | 362.3421 | 362.3437 | 362.3447 | 5956.0096 | 7183.8539 | 7183.8745 | 7183.8747 | 7153.8749 | 7153.8749 | 7153.875 | 7098.545 | 7073.545 | 7073.545 | 7073.545 | 7073.545 | 7073.545 | 7073.545 | 7073.545 | 7073.5369 | 7073.5358 | 7073.5338 | 7073.5325 | 7063.5322
NEM | Pumped Hydro | 810 | 810 | 810 | 810.0357 | 2850.0376 | 2850.0414 | 2850.0525 | 2850.0646 | 2850.1122 | 3025.7606 | 3025.7607 | 3713.0604 | 3713.0606 | 3713.0606 | 3713.0609 | 3713.061 | 5807.3867 | 5807.3871 | 5807.3876 | 5807.3884 | 7192.2681 | 7438.1615 | 7438.1616 | 7438.1634 | 7438.1634
NEM | VPP | 581.81 | 725.17 | 1336.82 | 2245.34 | 2500.8 | 2708.9999 | 2853.54 | 3010.36 | 3185.2 | 3339.4999 | 3479.14 | 3611.0999 | 3746.45 | 3897.81 | 4071.4899 | 4256.73 | 4441.06 | 4639.35 | 4848.5699 | 5014.8801 | 5185.1699 | 5358.0499 | 5533.84 | 5711.54 | 5892.4599
Total excluding storage |  | 58337.2491 | 66968.8501 | 68294.9578 | 69415.8293 | 70474.3123 | 74434.9318 | 74716.832 | 78664.5728 | 79063.4466 | 77031.4073 | 77219.5277 | 81294.6172 | 81583.4143 | 81466.4164 | 78576.3236 | 77587.5646 | 84590.3624 | 84994.0194 | 84131.3031 | 85148.9492 | 87718.6697 | 91158.5183 | 88836.4329 | 86268.2112 | 83872.0341
Region | Technology | 2021-22 | 2022-23 | 2023-24 | 2024-25 | 2025-26 | 2026-27 | 2027-28 | 2028-29 | 2029-30 | 2030-31 | 2031-32 | 2032-33 | 2033-34 | 2034-35 | 2035-36 | 2036-37 | 2037-38 | 2038-39 | 2039-40 | 2040-41 | 2041-42 | 2042-43 | 2043-44 | 2044-45 | 2045-46
NSW1 | Black Coal | 10260 | 9760 | 8260 | 7600 | 7600 | 7600 | 6160 | 6160 | 5500 | 4130 | 4130 | 2690 | 2690 | 2690 | 1320 | 1320 | 660 | 660 | 660 | 660 | 660 | 0 | 0 | 0 | 0
NSW1 | Brown Coal | 0 | 0 | 0 | 0 | 0 | 0 | 0 | 0 | 0 | 0 | 0 | 0 | 0 | 0 | 0 | 0 | 0 | 0 | 0 | 0 | 0 | 0 | 0 | 0 | 0
NSW1 | CCGT | 624.999 | 624.9995 | 624.9996 | 624.9996 | 624.9996 | 624.9996 | 624.9996 | 624.9997 | 624.9997 | 624.9997 | 624.9997 | 624.9998 | 624.9998 | 624.9998 | 624.9998 | 624.9998 | 624.9999 | 624.9999 | 624.9999 | 624.9999 | 624.9999 | 625 | 185 | 0.0010359 | 0.0010362
NSW1 | Gas - Steam | 0 | 0 | 0 | 0 | 0 | 0 | 0 | 0 | 0 | 0 | 0 | 0 | 0 | 0 | 0 | 0 | 0 | 0 | 0 | 0 | 0 | 0 | 0 | 0 | 0
NSW1 | OCGT / Diesel | 1438.0011 | 1438.0011 | 1438.0013 | 1438.0015 | 1438.0015 | 1438.0015 | 1438.0016 | 1438.0016 | 1438.0016 | 1438.0017 | 1438.0018 | 1438.0019 | 1438.002 | 1438.0021 | 1487.1973 | 1487.1974 | 1678.6627 | 1678.6628 | 1678.663 | 1678.663 | 1678.6631 | 1836.7359 | 2135.4486 | 1597.8521 | 1698.1671
NSW1 | Hydro | 2525 | 2525 | 2525 | 2525 | 2525 | 2525 | 2525 | 2525 | 2525 | 2525 | 2525 | 2525 | 2525 | 2525 | 2525 | 2525 | 2525 | 2525 | 2525 | 2525 | 2525 | 2525 | 2525 | 2525 | 2525
NSW1 | Wind | 1902.45 | 4359.9901 | 5729.2536 | 5729.257 | 5729.259 | 5729.2603 | 5729.2609 | 5807.6345 | 5823.8105 | 6016.2768 | 6016.2769 | 6777.5906 | 7245.6173 | 7245.6173 | 7245.6174 | 7199.1174 | 6929.1177 | 6768.8798 | 6775.6922 | 6415.2121 | 7708.996 | 7944.2381 | 7649.2582 | 7649.2582 | 7649.2584
NSW1 | Solar PV | 4087.843 | 4467.8431 | 4467.8431 | 5176.9134 | 5176.9163 | 8390.2448 | 9769.9395 | 11075.2517 | 11255.2319 | 11275.3677 | 11275.3677 | 12417.423 | 12417.4232 | 12417.4232 | 12417.4235 | 12417.4236 | 15064.354 | 14914.0608 | 15504.3421 | 15504.3423 | 15801.4735 | 15699.451 | 15626.4513 | 15626.4513 | 15626.4513
NSW1 | LS Battery | 0.0047589 | 0.0055366 | 0.0068151 | 0.0080736 | 0.0082138 | 2140.4725 | 3320.7715 | 3320.7727 | 3320.7728 | 3320.7729 | 3320.773 | 3320.7731 | 3320.7731 | 3320.7731 | 3320.7731 | 3320.7731 | 3320.7731 | 3320.7731 | 3320.7731 | 3320.7731 | 3320.7684 | 3320.768 | 3320.7666 | 3320.7657 | 3320.7657
NSW1 | Pumped Hydro | 240 | 240 | 240 | 240.023 | 2280.023 | 2280.025 | 2280.0266 | 2280.0309 | 2280.0527 | 2281.3058 | 2281.3059 | 2632.4526 | 2632.4527 | 2632.4527 | 2632.4529 | 2632.4529 | 3651.8884 | 3651.8884 | 3651.8886 | 3651.8888 | 3651.9013 | 3651.9013 | 3651.9014 | 3651.9015 | 3651.9015
NSW1 | VPP | 238.63 | 301.4 | 557.77 | 940.55 | 1046.48 | 1131.64 | 1188.79 | 1250.47 | 1319.83 | 1377.34 | 1428.28 | 1475.49 | 1523.5201 | 1575.77 | 1637.6599 | 1703.48 | 1768.29 | 1837.91 | 1910.55 | 1964.3 | 2018.5299 | 2073.86 | 2130.05 | 2186.49 | 2243.4099
Total excluding storage |  | 20838.2932 | 23175.8338 | 23045.0977 | 23094.1715 | 23094.1764 | 26307.5063 | 26247.2016 | 27630.8875 | 27167.0436 | 26009.6459 | 26009.6461 | 26473.0153 | 26941.0423 | 26941.0424 | 25620.238 | 25573.7382 | 27482.1343 | 27171.6033 | 27768.6972 | 27408.2173 | 28999.1326 | 28630.4251 | 28121.1581 | 27398.5627 | 27498.8779
Region | Technology | 2021-22 | 2022-23 | 2023-24 | 2024-25 | 2025-26 | 2026-27 | 2027-28 | 2028-29 | 2029-30 | 2030-31 | 2031-32 | 2032-33 | 2033-34 | 2034-35 | 2035-36 | 2036-37 | 2037-38 | 2038-39 | 2039-40 | 2040-41 | 2041-42 | 2042-43 | 2043-44 | 2044-45 | 2045-46
QLD1 | Black Coal | 8126 | 8126 | 7776 | 7776 | 7776 | 7776 | 7776 | 7426 | 7426 | 6586 | 6586 | 5886 | 5886 | 5886 | 5046 | 4346 | 3896 | 3531 | 3166 | 3166 | 3166 | 2422 | 2422 | 2422 | 2057
QLD1 | Brown Coal | 0 | 0 | 0 | 0 | 0 | 0 | 0 | 0 | 0 | 0 | 0 | 0 | 0 | 0 | 0 | 0 | 0 | 0 | 0 | 0 | 0 | 0 | 0 | 0 | 0
QLD1 | CCGT | 1596.9 | 1596.9005 | 1596.9005 | 1596.9005 | 1596.9005 | 1596.9005 | 1596.9005 | 1596.9005 | 1596.9005 | 1596.9005 | 1596.9006 | 1596.9006 | 1596.9006 | 1596.9006 | 1596.9006 | 1211.9006 | 1211.9007 | 1211.9007 | 1068.5007 | 1068.5007 | 1068.5007 | 1068.5007 | 1068.5007 | 1068.5007 | 424.0007
QLD1 | Gas - Steam | 0 | 0 | 0 | 0 | 0 | 0 | 0 | 0 | 0 | 0 | 0 | 0 | 0 | 0 | 0 | 0 | 0 | 0 | 0 | 0 | 0 | 0 | 0 | 0 | 0
QLD1 | OCGT / Diesel | 1909.0005 | 1909.0006 | 1909.0006 | 1909.0006 | 1909.0006 | 1909.0007 | 1909.0007 | 1909.0007 | 1909.0008 | 1909.0008 | 1909.0009 | 1909.0009 | 1629.001 | 1512.001 | 1512.0011 | 1512.0012 | 1512.002 | 1512.002 | 1512.002 | 1512.002 | 1512.002 | 1512.002 | 1512.002 | 1369.002 | 1369.002
QLD1 | Hydro | 152.4 | 152.4 | 152.4 | 152.4 | 152.4 | 152.4 | 152.4 | 152.4 | 152.4 | 152.4 | 152.4 | 152.4 | 152.4 | 152.4 | 152.4 | 152.4 | 66 | 66 | 66 | 66 | 66 | 0 | 0 | 0 | 0
QLD1 | Wind | 648.408 | 5048.4119 | 5717.4774 | 6219.7109 | 7278.1664 | 7340.9074 | 7340.9075 | 7964.2639 | 8427.1987 | 8549.3569 | 8549.3569 | 10163.425 | 10582.5471 | 10582.5484 | 10885.1566 | 11333.6914 | 13324.9247 | 13324.9356 | 13324.9357 | 13324.9361 | 13324.9459 | 14303.6662 | 14326.9491 | 13874.0591 | 13874.0591
QLD1 | Solar PV | 2130.0631 | 2940.0631 | 2940.0631 | 2940.0631 | 2940.0632 | 2983.2845 | 2983.2849 | 3483.1778 | 3483.1778 | 3829.1603 | 4017.2802 | 5530.2196 | 5530.2198 | 5530.2198 | 5530.2198 | 5409.2211 | 6721.5279 | 6721.5302 | 6721.5303 | 8516.9551 | 8803.5532 | 10067.7134 | 9914.7134 | 9816.5734 | 9752.4135
QLD1 | LS Battery | 102.0009 | 122.0011 | 122.0014 | 122.0015 | 122.0017 | 1828.9896 | 1876.5342 | 1876.5347 | 1876.5347 | 1876.5347 | 1876.5347 | 1876.5347 | 1876.5347 | 1876.5347 | 1876.5347 | 1876.5347 | 1876.5347 | 1876.5347 | 1876.5347 | 1876.5347 | 1876.5339 | 1876.5337 | 1876.5334 | 1876.5333 | 1876.5331
QLD1 | Pumped Hydro | 570 | 570 | 570 | 570.0037 | 570.0048 | 570.0048 | 570.0052 | 570.0078 | 570.0175 | 570.0949 | 570.0949 | 888.2648 | 888.2649 | 888.2649 | 888.2649 | 888.2649 | 1963.1537 | 1963.1538 | 1963.1538 | 1963.1539 | 2583.0658 | 2828.954 | 2828.954 | 2828.954 | 2828.954
QLD1 | VPP | 122.87 | 156.12 | 291.21 | 496.95 | 556.75 | 606.8 | 642.73 | 681.59 | 725 | 763.92 | 799.36 | 834.18 | 869.82 | 909.54 | 953.89 | 1001.46 | 1050.64 | 1104.36 | 1161.96 | 1210.3101 | 1260.4 | 1312 | 1364.66 | 1418.01 | 1473.05
Total excluding storage |  | 14562.7717 | 19772.7762 | 20091.8417 | 20594.0753 | 21652.5307 | 21758.4932 | 21758.4936 | 22531.743 | 22994.6779 | 22622.8185 | 22810.9385 | 25237.9461 | 25377.0685 | 25260.0698 | 24722.6781 | 23965.2143 | 26732.3552 | 26367.3685 | 25858.9686 | 27654.3938 | 27941.0017 | 29373.8822 | 29244.1652 | 28550.1352 | 27476.4753
Region | Technology | 2021-22 | 2022-23 | 2023-24 | 2024-25 | 2025-26 | 2026-27 | 2027-28 | 2028-29 | 2029-30 | 2030-31 | 2031-32 | 2032-33 | 2033-34 | 2034-35 | 2035-36 | 2036-37 | 2037-38 | 2038-39 | 2039-40 | 2040-41 | 2041-42 | 2042-43 | 2043-44 | 2044-45 | 2045-46
VIC1 | Black Coal | 0 | 0 | 0 | 0 | 0 | 0 | 0 | 0 | 0 | 0 | 0 | 0 | 0 | 0 | 0 | 0 | 0 | 0 | 0 | 0 | 0 | 0 | 0 | 0 | 0
VIC1 | Brown Coal | 4775 | 4775 | 4775 | 4775 | 4775 | 4412.5 | 4050 | 4050 | 3687.5 | 3325 | 3325 | 3325 | 3325 | 3325 | 3325 | 3325 | 3325 | 3325 | 3325 | 3325 | 3325 | 2767.5 | 1662.5 | 1662.5 | 1662.5
VIC1 | CCGT | 0 | 0.00059329 | 0.00059368 | 0.00059379 | 0.00059385 | 0.00059391 | 0.00059399 | 0.00059411 | 0.00059448 | 0.00059621 | 0.00059634 | 0.00064273 | 0.00064309 | 0.0006432 | 0.00064329 | 0.00064349 | 0.00067264 | 0.00068255 | 0.00070601 | 0.00070706 | 0.00074893 | 0.00078219 | 0.00078423 | 0.00078444 | 0.00078474
VIC1 | Gas - Steam | 500 | 500 | 500 | 500 | 500 | 500 | 500 | 500 | 500 | 500 | 500 | 500 | 500 | 500 | 500 | 500 | 500 | 500 | 0 | 0 | 0 | 0 | 0 | 0 | 0
VIC1 | OCGT / Diesel | 1900.0005 | 1900.0006 | 1900.0006 | 1900.0006 | 1900.0006 | 1900.0007 | 1900.0007 | 1900.0008 | 1900.0008 | 1900.0009 | 1900.0009 | 1900.001 | 1730.001 | 1730.0011 | 1730.0011 | 1730.0012 | 1730.0013 | 1730.0013 | 1290.0014 | 1290.0015 | 1290.0016 | 1196.0017 | 1196.0019 | 1196.0021 | 1196.0021
VIC1 | Hydro | 2279 | 2279 | 2279 | 2279 | 2279 | 2279 | 2279 | 2279 | 2279 | 2279 | 2279 | 2279 | 2279 | 2279 | 2279 | 2279 | 2279 | 2279 | 2279 | 2279 | 2279 | 2279 | 2279 | 2279 | 2279
VIC1 | Wind | 3928.53 | 4288.5923 | 5035.2228 | 5285.2373 | 5285.2575 | 5285.2576 | 5285.2662 | 6085.523 | 6188.8647 | 6188.872 | 6188.872 | 7035.6304 | 7080.4761 | 7080.4764 | 7080.4765 | 7080.4766 | 7329.0406 | 8091.8793 | 8230.5446 | 7972.2447 | 8264.4478 | 10462.2602 | 10138.4607 | 9826.4607 | 8777.9307
VIC1 | Solar PV | 964.5398 | 964.5398 | 964.5398 | 964.5409 | 964.5415 | 1344.7422 | 1395.2896 | 1744.5319 | 1744.5332 | 1744.5336 | 1744.5336 | 1744.5338 | 1744.5338 | 1744.5338 | 1744.5368 | 1744.5411 | 3744.5805 | 3744.5814 | 3744.5814 | 3744.5814 | 4144.5293 | 4144.5294 | 4144.5294 | 4032.5294 | 4001.4266
VIC1 | LS Battery | 75.331 | 75.3312 | 75.3313 | 75.3315 | 75.3317 | 782.3682 | 782.3683 | 782.3683 | 782.3683 | 782.3683 | 782.3683 | 782.3683 | 727.0383 | 727.0383 | 727.0383 | 727.0383 | 727.0383 | 727.0383 | 727.0383 | 727.0383 | 727.0374 | 727.0372 | 727.0371 | 727.037 | 727.0369
VIC1 | Pumped Hydro | 0 | 0 | 0 | 0.0045934 | 0.0052533 | 0.00674 | 0.015133 | 0.015137 | 0.027607 | 0.035094 | 0.0351 | 1.0025 | 1.0026 | 1.0026 | 1.0026 | 1.0026 | 1.0032 | 1.0033 | 1.0033 | 1.0034 | 765.9561 | 765.9565 | 765.9565 | 765.9565 | 765.9565
VIC1 | VPP | 119.88 | 152.38 | 281.98 | 479.84 | 536.3 | 583.16 | 616.46 | 652.91 | 693.26 | 733.3 | 769.96 | 803.37 | 837.73 | 877.67 | 922.98 | 971.86 | 1020.52 | 1072.6801 | 1127.62 | 1173.03 | 1220.1899 | 1268.45 | 1318.45 | 1370 | 1423.21
Total excluding storage |  | 14347.0703 | 14707.1333 | 15453.7638 | 15703.7794 | 15703.8002 | 15721.5011 | 15409.5571 | 16559.0562 | 16299.8993 | 15937.407 | 15937.4071 | 16784.1658 | 16659.0116 | 16659.012 | 16659.0151 | 16659.0196 | 18907.6231 | 19670.4627 | 18869.1281 | 18610.8283 | 19302.9795 | 20849.2921 | 19420.4927 | 18996.493 | 17916.8602
Region | Technology | 2021-22 | 2022-23 | 2023-24 | 2024-25 | 2025-26 | 2026-27 | 2027-28 | 2028-29 | 2029-30 | 2030-31 | 2031-32 | 2032-33 | 2033-34 | 2034-35 | 2035-36 | 2036-37 | 2037-38 | 2038-39 | 2039-40 | 2040-41 | 2041-42 | 2042-43 | 2043-44 | 2044-45 | 2045-46
SA1 | Black Coal | 0 | 0 | 0 | 0 | 0 | 0 | 0 | 0 | 0 | 0 | 0 | 0 | 0 | 0 | 0 | 0 | 0 | 0 | 0 | 0 | 0 | 0 | 0 | 0 | 0
SA1 | Brown Coal | 0 | 0 | 0 | 0 | 0 | 0 | 0 | 0 | 0 | 0 | 0 | 0 | 0 | 0 | 0 | 0 | 0 | 0 | 0 | 0 | 0 | 0 | 0 | 0 | 0
SA1 | CCGT | 709 | 709.0005 | 529.0005 | 529.0005 | 529.0005 | 529.0005 | 529.0005 | 529.0005 | 529.0005 | 529.0005 | 529.0005 | 529.0006 | 529.0006 | 529.0006 | 529.0006 | 529.0006 | 0.0006129 | 0.0006187 | 0.00063525 | 0.00063638 | 0.00068502 | 0.00072403 | 0.00074922 | 0.00074956 | 0.00074981
SA1 | Gas - Steam | 920 | 800 | 800 | 800 | 800 | 800 | 800 | 800 | 800 | 800 | 800 | 800 | 800 | 800 | 0 | 0 | 0 | 0 | 0 | 0 | 0 | 0 | 0 | 0 | 0
SA1 | OCGT / Diesel | 1287.6405 | 1287.6405 | 1287.6406 | 1287.6406 | 1287.6406 | 1287.6407 | 1287.6407 | 1287.6407 | 1287.6408 | 881.6408 | 881.6409 | 647.3009 | 647.301 | 647.3011 | 567.3011 | 567.3012 | 567.3013 | 567.3013 | 567.3014 | 567.3015 | 567.3016 | 567.3017 | 567.302 | 128.305 | 128.305
SA1 | Hydro | 0 | 0 | 0 | 0 | 0 | 0 | 0 | 0 | 0 | 0 | 0 | 0 | 0 | 0 | 0 | 0 | 0 | 0 | 0 | 0 | 0 | 0 | 0 | 0 | 0
SA1 | Wind | 2158.76 | 2863.8634 | 3018.344 | 3337.8925 | 3337.8925 | 3337.894 | 3337.894 | 3694.8991 | 4098.1339 | 4052.139 | 4052.139 | 4226.0989 | 4032.9008 | 4032.9009 | 3881.0009 | 3696.201 | 4090.0068 | 4267.4516 | 3978.481 | 3939.4811 | 3939.5202 | 4233.9611 | 4114.6563 | 4114.6566 | 3771.4568
SA1 | Solar PV | 378.0121 | 378.0121 | 378.0121 | 378.0122 | 378.0139 | 862.7484 | 1378.0076 | 1378.0087 | 1378.0089 | 1378.0094 | 1378.0094 | 1378.0149 | 1378.0149 | 1378.0149 | 1378.0149 | 1378.0149 | 1378.017 | 1378.0182 | 1378.024 | 1378.0242 | 1378.0311 | 1912.9527 | 1777.9551 | 1642.9551 | 1642.9552
SA1 | LS Battery | 165.001 | 165.0012 | 165.0014 | 165.0015 | 165.0017 | 1204.1722 | 1204.1724 | 1204.1725 | 1204.1725 | 1174.1725 | 1174.1725 | 1174.1725 | 1174.1725 | 1149.1725 | 1149.1725 | 1149.1725 | 1149.1725 | 1149.1725 | 1149.1725 | 1149.1725 | 1149.1715 | 1149.1714 | 1149.1713 | 1149.1711 | 1139.1713
SA1 | Pumped Hydro | 0 | 0 | 0 | 0.0018793 | 0.0019784 | 0.0022372 | 0.0028343 | 0.0028883 | 0.0034216 | 0.0038581 | 0.0038709 | 0.0054862 | 0.0055116 | 0.0055193 | 0.0055297 | 0.0055523 | 0.0064123 | 0.006512 | 0.0067211 | 0.0071491 | 0.0093504 | 0.013504 | 0.013514 | 0.015124 | 0.015134
SA1 | VPP | 84.87 | 97.01 | 176.06 | 280.09 | 308.26 | 330.34 | 345.85 | 362.82 | 381.34 | 396.5 | 410.83 | 425.15 | 440.24 | 457.05 | 476.09 | 495.74 | 514.19 | 533.57 | 554.04 | 570.11 | 586.16 | 601.05 | 615.14 | 628.64 | 641.56
Total excluding storage |  | 5453.4126 | 6038.5166 | 6012.9973 | 6332.5458 | 6332.5476 | 6817.2835 | 7332.5428 | 7689.5491 | 8092.7841 | 7640.7897 | 7640.7898 | 7580.4153 | 7387.2172 | 7387.2174 | 6355.3175 | 6170.5176 | 6035.3257 | 6212.7718 | 5923.8071 | 5884.8075 | 5884.8535 | 6714.2163 | 6459.9141 | 5885.9173 | 5542.7177
Region | Technology | 2021-22 | 2022-23 | 2023-24 | 2024-25 | 2025-26 | 2026-27 | 2027-28 | 2028-29 | 2029-30 | 2030-31 | 2031-32 | 2032-33 | 2033-34 | 2034-35 | 2035-36 | 2036-37 | 2037-38 | 2038-39 | 2039-40 | 2040-41 | 2041-42 | 2042-43 | 2043-44 | 2044-45 | 2045-46
TAS1 | Black Coal | 0 | 0 | 0 | 0 | 0 | 0 | 0 | 0 | 0 | 0 | 0 | 0 | 0 | 0 | 0 | 0 | 0 | 0 | 0 | 0 | 0 | 0 | 0 | 0 | 0
TAS1 | Brown Coal | 0 | 0 | 0 | 0 | 0 | 0 | 0 | 0 | 0 | 0 | 0 | 0 | 0 | 0 | 0 | 0 | 0 | 0 | 0 | 0 | 0 | 0 | 0 | 0 | 0
TAS1 | CCGT | 208 | 208.0002 | 208.0003 | 208.0003 | 208.0003 | 208.0003 | 208.0003 | 208.0004 | 208.0004 | 208.0005 | 208.0005 | 208.0005 | 208.0005 | 208.0005 | 208.0005 | 208.0005 | 208.0005 | 208.0005 | 208.0005 | 208.0005 | 208.0005 | 208.0006 | 208.0006 | 208.0006 | 208.0006
TAS1 | Gas - Steam | 0 | 0 | 0 | 0 | 0 | 0 | 0 | 0 | 0 | 0 | 0 | 0 | 0 | 0 | 0 | 0 | 0 | 0 | 0 | 0 | 0 | 0 | 0 | 0 | 0
TAS1 | OCGT / Diesel | 178.0005 | 178.0005 | 178.0006 | 178.0006 | 178.0006 | 178.0006 | 178.0007 | 178.0007 | 178.0008 | 178.0008 | 178.0009 | 178.0009 | 178.001 | 178.001 | 178.0011 | 178.0012 | 178.0012 | 178.0013 | 178.0014 | 58.0015 | 58.0016 | 58.0017 | 58.0018 | 58.002 | 58.002
TAS1 | Hydro | 2176.5 | 2176.5 | 2176.5 | 2176.5 | 2176.5 | 2176.5 | 2176.5 | 2176.5 | 2176.5 | 2176.5 | 2176.5 | 2176.5 | 2176.5 | 2176.5 | 2176.5 | 2176.5 | 2176.5 | 2176.5 | 2176.5 | 2176.5 | 2176.5 | 2176.5 | 2176.5 | 2176.5 | 2176.5
TAS1 | Wind | 573.2 | 712.0887 | 1128.7557 | 1128.7557 | 1128.7557 | 1267.6413 | 1406.5302 | 1690.8302 | 1946.5348 | 2258.2391 | 2258.2392 | 2656.4943 | 2656.4943 | 2656.4943 | 2656.4943 | 2656.4943 | 2720.4225 | 2859.3114 | 2998.2002 | 2998.2002 | 2998.2002 | 2998.2003 | 2998.2004 | 2844.6004 | 2844.6004
TAS1 | Solar PV | 0.00076765 | 0.00076774 | 0.00076803 | 0.0007687 | 0.00076919 | 0.0054741 | 0.0056799 | 0.0056902 | 0.0056915 | 0.0057269 | 0.0057341 | 0.07896 | 0.078961 | 0.078961 | 0.078961 | 0.078963 | 149.9998 | 149.9999 | 150 | 150 | 150 | 150 | 150 | 150 | 150
TAS1 | LS Battery | 0.00081931 | 0.0010658 | 0.0011552 | 0.0012383 | 0.0014236 | 0.0071133 | 0.0076091 | 0.026313 | 0.026406 | 0.026433 | 0.026448 | 0.02645 | 0.02645 | 0.02645 | 0.02645 | 0.02645 | 0.02645 | 0.02645 | 0.026451 | 0.026455 | 0.025663 | 0.025447 | 0.025397 | 0.025351 | 0.025219
TAS1 | Pumped Hydro | 0 | 0 | 0 | 0.0024737 | 0.0025017 | 0.0026004 | 0.0027839 | 0.0079151 | 0.010926 | 174.3209 | 174.3209 | 191.3349 | 191.3349 | 191.335 | 191.335 | 191.335 | 191.3351 | 191.3351 | 191.3352 | 191.3352 | 191.3356 | 191.3362 | 191.3362 | 191.3362 | 191.3363
TAS1 | VPP | 15.56 | 18.26 | 29.8 | 47.91 | 53.01 | 57.06 | 59.71 | 62.57 | 65.77 | 68.44 | 70.71 | 72.91 | 75.14 | 77.78 | 80.87 | 84.19 | 87.42 | 90.83 | 94.4 | 97.13 | 99.89 | 102.69 | 105.54 | 108.4 | 111.23
Total excluding storage |  | 3135.7013 | 3274.5903 | 3691.2573 | 3691.2574 | 3691.2574 | 3830.1477 | 3969.0369 | 4253.337 | 4509.0417 | 4820.7461 | 4820.7462 | 5219.0747 | 5219.0748 | 5219.0748 | 5219.0749 | 5219.0749 | 5432.9241 | 5571.8131 | 5710.7021 | 5590.7022 | 5590.7023 | 5590.7026 | 5590.7027 | 5437.1029 | 5437.103
Explicitly modelled pumping
Region | Technology | 2021-22 | 2022-23 | 2023-24 | 2024-25 | 2025-26 | 2026-27 | 2027-28 | 2028-29 | 2029-30 | 2030-31 | 2031-32 | 2032-33 | 2033-34 | 2034-35 | 2035-36 | 2036-37 | 2037-38 | 2038-39 | 2039-40 | 2040-41 | 2041-42 | 2042-43 | 2043-44 | 2044-45 | 2045-46
NEM | LS Battery pump | 342.3384 | 362.3401 | 362.3421 | 362.3437 | 362.3447 | 5956.0096 | 7183.8539 | 7183.8745 | 7183.8747 | 7153.8749 | 7153.8749 | 7153.875 | 7098.545 | 7073.545 | 7073.545 | 7073.545 | 7073.545 | 7073.545 | 7073.545 | 7073.545 | 7073.5369 | 7073.5358 | 7073.5338 | 7073.5325 | 7063.5322
NEM | Pumped Hydro pump | 1330 | 1330 | 1330 | 1330.0357 | 3370.0376 | 3370.0414 | 3370.0525 | 3370.0646 | 3370.1122 | 3545.7606 | 3545.7607 | 4233.0604 | 4233.0606 | 4233.0606 | 4233.0609 | 4233.061 | 6327.3867 | 6327.3871 | 6327.3876 | 6327.3884 | 7712.2681 | 7958.1615 | 7958.1616 | 7958.1634 | 7958.1634
NEM | VPP pump | 581.81 | 725.17 | 1336.82 | 2245.34 | 2500.8 | 2708.9999 | 2853.54 | 3010.36 | 3185.2 | 3339.4999 | 3479.14 | 3611.0999 | 3746.45 | 3897.81 | 4071.4899 | 4256.73 | 4441.06 | 4639.35 | 4848.5699 | 5014.8801 | 5185.1699 | 5358.0499 | 5533.84 | 5711.54 | 5892.4599
Region | Technology | 2021-22 | 2022-23 | 2023-24 | 2024-25 | 2025-26 | 2026-27 | 2027-28 | 2028-29 | 2029-30 | 2030-31 | 2031-32 | 2032-33 | 2033-34 | 2034-35 | 2035-36 | 2036-37 | 2037-38 | 2038-39 | 2039-40 | 2040-41 | 2041-42 | 2042-43 | 2043-44 | 2044-45 | 2045-46
NSW1 | LS Battery pump | 0.0047589 | 0.0055366 | 0.0068151 | 0.0080736 | 0.0082138 | 2140.4725 | 3320.7715 | 3320.7727 | 3320.7728 | 3320.7729 | 3320.773 | 3320.7731 | 3320.7731 | 3320.7731 | 3320.7731 | 3320.7731 | 3320.7731 | 3320.7731 | 3320.7731 | 3320.7731 | 3320.7684 | 3320.768 | 3320.7666 | 3320.7657 | 3320.7657
NSW1 | Pumped Hydro pump | 840 | 840 | 840 | 840.023 | 2880.023 | 2880.025 | 2880.0266 | 2880.0309 | 2880.0527 | 2881.3058 | 2881.3059 | 3232.4526 | 3232.4527 | 3232.4527 | 3232.4529 | 3232.4529 | 4251.8884 | 4251.8884 | 4251.8886 | 4251.8888 | 4251.9013 | 4251.9013 | 4251.9014 | 4251.9015 | 4251.9015
NSW1 | VPP pump | 238.63 | 301.4 | 557.77 | 940.55 | 1046.48 | 1131.64 | 1188.79 | 1250.47 | 1319.83 | 1377.34 | 1428.28 | 1475.49 | 1523.5201 | 1575.77 | 1637.6599 | 1703.48 | 1768.29 | 1837.91 | 1910.55 | 1964.3 | 2018.5299 | 2073.86 | 2130.05 | 2186.49 | 2243.4099
Region | Technology | 2021-22 | 2022-23 | 2023-24 | 2024-25 | 2025-26 | 2026-27 | 2027-28 | 2028-29 | 2029-30 | 2030-31 | 2031-32 | 2032-33 | 2033-34 | 2034-35 | 2035-36 | 2036-37 | 2037-38 | 2038-39 | 2039-40 | 2040-41 | 2041-42 | 2042-43 | 2043-44 | 2044-45 | 2045-46
QLD1 | LS Battery pump | 102.0009 | 122.0011 | 122.0014 | 122.0015 | 122.0017 | 1828.9896 | 1876.5342 | 1876.5347 | 1876.5347 | 1876.5347 | 1876.5347 | 1876.5347 | 1876.5347 | 1876.5347 | 1876.5347 | 1876.5347 | 1876.5347 | 1876.5347 | 1876.5347 | 1876.5347 | 1876.5339 | 1876.5337 | 1876.5334 | 1876.5333 | 1876.5331
QLD1 | Pumped Hydro pump | 490 | 490 | 490 | 490.0037 | 490.0048 | 490.0048 | 490.0052 | 490.0078 | 490.0175 | 490.0949 | 490.0949 | 808.2648 | 808.2649 | 808.2649 | 808.2649 | 808.2649 | 1883.1537 | 1883.1538 | 1883.1538 | 1883.1539 | 2503.0658 | 2748.954 | 2748.954 | 2748.954 | 2748.954
QLD1 | VPP pump | 122.87 | 156.12 | 291.21 | 496.95 | 556.75 | 606.8 | 642.73 | 681.59 | 725 | 763.92 | 799.36 | 834.18 | 869.82 | 909.54 | 953.89 | 1001.46 | 1050.64 | 1104.36 | 1161.96 | 1210.3101 | 1260.4 | 1312 | 1364.66 | 1418.01 | 1473.05
Region | Technology | 2021-22 | 2022-23 | 2023-24 | 2024-25 | 2025-26 | 2026-27 | 2027-28 | 2028-29 | 2029-30 | 2030-31 | 2031-32 | 2032-33 | 2033-34 | 2034-35 | 2035-36 | 2036-37 | 2037-38 | 2038-39 | 2039-40 | 2040-41 | 2041-42 | 2042-43 | 2043-44 | 2044-45 | 2045-46
VIC1 | LS Battery pump | 75.331 | 75.3312 | 75.3313 | 75.3315 | 75.3317 | 782.3682 | 782.3683 | 782.3683 | 782.3683 | 782.3683 | 782.3683 | 782.3683 | 727.0383 | 727.0383 | 727.0383 | 727.0383 | 727.0383 | 727.0383 | 727.0383 | 727.0383 | 727.0374 | 727.0372 | 727.0371 | 727.037 | 727.0369
VIC1 | Pumped Hydro pump | 0 | 0 | 0 | 0.0045934 | 0.0052533 | 0.00674 | 0.015133 | 0.015137 | 0.027607 | 0.035094 | 0.0351 | 1.0025 | 1.0026 | 1.0026 | 1.0026 | 1.0026 | 1.0032 | 1.0033 | 1.0033 | 1.0034 | 765.9561 | 765.9565 | 765.9565 | 765.9565 | 765.9565
VIC1 | VPP pump | 119.88 | 152.38 | 281.98 | 479.84 | 536.3 | 583.16 | 616.46 | 652.91 | 693.26 | 733.3 | 769.96 | 803.37 | 837.73 | 877.67 | 922.98 | 971.86 | 1020.52 | 1072.6801 | 1127.62 | 1173.03 | 1220.1899 | 1268.45 | 1318.45 | 1370 | 1423.21
Region | Technology | 2021-22 | 2022-23 | 2023-24 | 2024-25 | 2025-26 | 2026-27 | 2027-28 | 2028-29 | 2029-30 | 2030-31 | 2031-32 | 2032-33 | 2033-34 | 2034-35 | 2035-36 | 2036-37 | 2037-38 | 2038-39 | 2039-40 | 2040-41 | 2041-42 | 2042-43 | 2043-44 | 2044-45 | 2045-46
SA1 | LS Battery pump | 165.001 | 165.0012 | 165.0014 | 165.0015 | 165.0017 | 1204.1722 | 1204.1724 | 1204.1725 | 1204.1725 | 1174.1725 | 1174.1725 | 1174.1725 | 1174.1725 | 1149.1725 | 1149.1725 | 1149.1725 | 1149.1725 | 1149.1725 | 1149.1725 | 1149.1725 | 1149.1715 | 1149.1714 | 1149.1713 | 1149.1711 | 1139.1713
SA1 | Pumped Hydro pump | 0 | 0 | 0 | 0.0018793 | 0.0019784 | 0.0022372 | 0.0028343 | 0.0028883 | 0.0034216 | 0.0038581 | 0.0038709 | 0.0054862 | 0.0055116 | 0.0055193 | 0.0055297 | 0.0055523 | 0.0064123 | 0.006512 | 0.0067211 | 0.0071491 | 0.0093504 | 0.013504 | 0.013514 | 0.015124 | 0.015134
SA1 | VPP pump | 84.87 | 97.01 | 176.06 | 280.09 | 308.26 | 330.34 | 345.85 | 362.82 | 381.34 | 396.5 | 410.83 | 425.15 | 440.24 | 457.05 | 476.09 | 495.74 | 514.19 | 533.57 | 554.04 | 570.11 | 586.16 | 601.05 | 615.14 | 628.64 | 641.56
Region | Technology | 2021-22 | 2022-23 | 2023-24 | 2024-25 | 2025-26 | 2026-27 | 2027-28 | 2028-29 | 2029-30 | 2030-31 | 2031-32 | 2032-33 | 2033-34 | 2034-35 | 2035-36 | 2036-37 | 2037-38 | 2038-39 | 2039-40 | 2040-41 | 2041-42 | 2042-43 | 2043-44 | 2044-45 | 2045-46
TAS1 | LS Battery pump | 0.00081931 | 0.0010658 | 0.0011552 | 0.0012383 | 0.0014236 | 0.0071133 | 0.0076091 | 0.026313 | 0.026406 | 0.026433 | 0.026448 | 0.02645 | 0.02645 | 0.02645 | 0.02645 | 0.02645 | 0.02645 | 0.02645 | 0.026451 | 0.026455 | 0.025663 | 0.025447 | 0.025397 | 0.025351 | 0.025219
TAS1 | Pumped Hydro pump | 0 | 0 | 0 | 0.0024737 | 0.0025017 | 0.0026004 | 0.0027839 | 0.0079151 | 0.010926 | 174.3209 | 174.3209 | 191.3349 | 191.3349 | 191.335 | 191.335 | 191.335 | 191.3351 | 191.3351 | 191.3352 | 191.3352 | 191.3356 | 191.3362 | 191.3362 | 191.3362 | 191.3363
TAS1 | VPP pump | 15.56 | 18.26 | 29.8 | 47.91 | 53.01 | 57.06 | 59.71 | 62.57 | 65.77 | 68.44 | 70.71 | 72.91 | 75.14 | 77.78 | 80.87 | 84.19 | 87.42 | 90.83 | 94.4 | 97.13 | 99.89 | 102.69 | 105.54 | 108.4 | 111.23
Non-controllable capacity
Region | Technology | 2021-22 | 2022-23 | 2023-24 | 2024-25 | 2025-26 | 2026-27 | 2027-28 | 2028-29 | 2029-30 | 2030-31 | 2031-32 | 2032-33 | 2033-34 | 2034-35 | 2035-36 | 2036-37 | 2037-38 | 2038-39 | 2039-40 | 2040-41 | 2041-42 | 2042-43 | 2043-44 | 2044-45 | 2045-46
NEM | Distributed PV | 0 | 0 | 0 | 0 | 0 | 0 | 0 | 0 | 0 | 0 | 0 | 0 | 0 | 0 | 0 | 0 | 0 | 0 | 0 | 0 | 0 | 0 | 0 | 0 | 0
NEM | Behind the meter battery | 579.5 | 1031.2 | 1768.4 | 2546.3 | 3286.9 | 3921.6 | 4557.8 | 5129.8 | 5641.2 | 6325.9 | 7040.3 | 7755.8 | 8465.7 | 9049.4 | 9600.4 | 9649.8 | 9702.8 | 9740.4 | 9784.1 | 9817.1 | 9839.6 | 9854 | 9863.4 | 9870 | 9868.3
NEM | Behind the meter battery pump | 579.5 | 1031.2 | 1768.4 | 2546.3 | 3286.9 | 3921.6 | 4557.8 | 5129.8 | 5641.2 | 6325.9 | 7040.3 | 7755.8 | 8465.7 | 9049.4 | 9600.4 | 9649.8 | 9702.8 | 9740.4 | 9784.1 | 9817.1 | 9839.6 | 9854 | 9863.4 | 9870 | 9868.3
Region | Technology | 2021-22 | 2022-23 | 2023-24 | 2024-25 | 2025-26 | 2026-27 | 2027-28 | 2028-29 | 2029-30 | 2030-31 | 2031-32 | 2032-33 | 2033-34 | 2034-35 | 2035-36 | 2036-37 | 2037-38 | 2038-39 | 2039-40 | 2040-41 | 2041-42 | 2042-43 | 2043-44 | 2044-45 | 2045-46
NSW1 | Distributed PV | 0 | 0 | 0 | 0 | 0 | 0 | 0 | 0 | 0 | 0 | 0 | 0 | 0 | 0 | 0 | 0 | 0 | 0 | 0 | 0 | 0 | 0 | 0 | 0 | 0
NSW1 | Behind the meter battery | 203.5 | 385.9 | 585 | 808.6 | 1038.8 | 1231.3 | 1430.2 | 1617.7 | 1786 | 2016.8 | 2252.5 | 2492.2 | 2729.7 | 2928.2 | 3115.2 | 3140.2 | 3166.7 | 3186.3 | 3208.5 | 3226.3 | 3239.8 | 3250 | 3257.1 | 3262.4 | 3263.8
NSW1 | Behind the meter battery pump | 203.5 | 385.9 | 585 | 808.6 | 1038.8 | 1231.3 | 1430.2 | 1617.7 | 1786 | 2016.8 | 2252.5 | 2492.2 | 2729.7 | 2928.2 | 3115.2 | 3140.2 | 3166.7 | 3186.3 | 3208.5 | 3226.3 | 3239.8 | 3250 | 3257.1 | 3262.4 | 3263.8
Region | Technology | 2021-22 | 2022-23 | 2023-24 | 2024-25 | 2025-26 | 2026-27 | 2027-28 | 2028-29 | 2029-30 | 2030-31 | 2031-32 | 2032-33 | 2033-34 | 2034-35 | 2035-36 | 2036-37 | 2037-38 | 2038-39 | 2039-40 | 2040-41 | 2041-42 | 2042-43 | 2043-44 | 2044-45 | 2045-46
QLD1 | Distributed PV | 0 | 0 | 0 | 0 | 0 | 0 | 0 | 0 | 0 | 0 | 0 | 0 | 0 | 0 | 0 | 0 | 0 | 0 | 0 | 0 | 0 | 0 | 0 | 0 | 0
QLD1 | Behind the meter battery | 113 | 269.2 | 441.5 | 636.3 | 828.9 | 979.8 | 1137.4 | 1294.8 | 1435.4 | 1617.9 | 1809.9 | 1999.5 | 2187.6 | 2339.4 | 2485.7 | 2493.3 | 2502.5 | 2508.5 | 2516.2 | 2522.3 | 2525.3 | 2527.5 | 2529.3 | 2532.1 | 2532.5
QLD1 | Behind the meter battery pump | 113 | 269.2 | 441.5 | 636.3 | 828.9 | 979.8 | 1137.4 | 1294.8 | 1435.4 | 1617.9 | 1809.9 | 1999.5 | 2187.6 | 2339.4 | 2485.7 | 2493.3 | 2502.5 | 2508.5 | 2516.2 | 2522.3 | 2525.3 | 2527.5 | 2529.3 | 2532.1 | 2532.5
Region | Technology | 2021-22 | 2022-23 | 2023-24 | 2024-25 | 2025-26 | 2026-27 | 2027-28 | 2028-29 | 2029-30 | 2030-31 | 2031-32 | 2032-33 | 2033-34 | 2034-35 | 2035-36 | 2036-37 | 2037-38 | 2038-39 | 2039-40 | 2040-41 | 2041-42 | 2042-43 | 2043-44 | 2044-45 | 2045-46
VIC1 | Distributed PV | 0 | 0 | 0 | 0 | 0 | 0 | 0 | 0 | 0 | 0 | 0 | 0 | 0 | 0 | 0 | 0 | 0 | 0 | 0 | 0 | 0 | 0 | 0 | 0 | 0
VIC1 | Behind the meter battery | 127.9 | 169.9 | 458.6 | 733.5 | 991.5 | 1234.7 | 1463.3 | 1639.3 | 1795.5 | 2004.5 | 2224 | 2443.1 | 2661.2 | 2848.7 | 3022.4 | 3038.1 | 3053.6 | 3065.4 | 3078.7 | 3087.9 | 3095 | 3098.7 | 3101.4 | 3102.3 | 3102.2
VIC1 | Behind the meter battery pump | 127.9 | 169.9 | 458.6 | 733.5 | 991.5 | 1234.7 | 1463.3 | 1639.3 | 1795.5 | 2004.5 | 2224 | 2443.1 | 2661.2 | 2848.7 | 3022.4 | 3038.1 | 3053.6 | 3065.4 | 3078.7 | 3087.9 | 3095 | 3098.7 | 3101.4 | 3102.3 | 3102.2
Region | Technology | 2021-22 | 2022-23 | 2023-24 | 2024-25 | 2025-26 | 2026-27 | 2027-28 | 2028-29 | 2029-30 | 2030-31 | 2031-32 | 2032-33 | 2033-34 | 2034-35 | 2035-36 | 2036-37 | 2037-38 | 2038-39 | 2039-40 | 2040-41 | 2041-42 | 2042-43 | 2043-44 | 2044-45 | 2045-46
SA1 | Distributed PV | 0 | 0 | 0 | 0 | 0 | 0 | 0 | 0 | 0 | 0 | 0 | 0 | 0 | 0 | 0 | 0 | 0 | 0 | 0 | 0 | 0 | 0 | 0 | 0 | 0
SA1 | Behind the meter battery | 119.5 | 178 | 241.4 | 310.3 | 355.9 | 391.7 | 430.3 | 470 | 506.1 | 553.7 | 605.9 | 657.7 | 708.5 | 741 | 772.4 | 771.6 | 771.4 | 770.1 | 769.1 | 767.7 | 765.6 | 763.3 | 760.5 | 758 | 754.8
SA1 | Behind the meter battery pump | 119.5 | 178 | 241.4 | 310.3 | 355.9 | 391.7 | 430.3 | 470 | 506.1 | 553.7 | 605.9 | 657.7 | 708.5 | 741 | 772.4 | 771.6 | 771.4 | 770.1 | 769.1 | 767.7 | 765.6 | 763.3 | 760.5 | 758 | 754.8
Region | Technology | 2021-22 | 2022-23 | 2023-24 | 2024-25 | 2025-26 | 2026-27 | 2027-28 | 2028-29 | 2029-30 | 2030-31 | 2031-32 | 2032-33 | 2033-34 | 2034-35 | 2035-36 | 2036-37 | 2037-38 | 2038-39 | 2039-40 | 2040-41 | 2041-42 | 2042-43 | 2043-44 | 2044-45 | 2045-46
TAS1 | Distributed PV | 0 | 0 | 0 | 0 | 0 | 0 | 0 | 0 | 0 | 0 | 0 | 0 | 0 | 0 | 0 | 0 | 0 | 0 | 0 | 0 | 0 | 0 | 0 | 0 | 0
TAS1 | Behind the meter battery | 15.6 | 28.2 | 41.9 | 57.6 | 71.8 | 84.1 | 96.6 | 108 | 118.2 | 133 | 148 | 163.3 | 178.7 | 192.1 | 204.7 | 206.6 | 208.6 | 210.1 | 211.6 | 212.9 | 213.9 | 214.5 | 215.1 | 215.2 | 215
TAS1 | Behind the meter battery pump | 15.6 | 28.2 | 41.9 | 57.6 | 71.8 | 84.1 | 96.6 | 108 | 118.2 | 133 | 148 | 163.3 | 178.7 | 192.1 | 204.7 | 206.6 | 208.6 | 210.1 | 211.6 | 212.9 | 213.9 | 214.5 | 215.1 | 215.2 | 215

## BaseCase_VOM Cost
VOM cost by technology ($000s) - Base Case, Step Change Scenario
VOM | Real June 2019 dollars discounted to June 2020
Explicitly modelled generation
Region | Technology | 2021-22 | 2022-23 | 2023-24 | 2024-25 | 2025-26 | 2026-27 | 2027-28 | 2028-29 | 2029-30 | 2030-31 | 2031-32 | 2032-33 | 2033-34 | 2034-35 | 2035-36 | 2036-37 | 2037-38 | 2038-39 | 2039-40 | 2040-41 | 2041-42 | 2042-43 | 2043-44 | 2044-45 | 2045-46
NEM | Black Coal | 317823.9096 | 215517.2688 | 189570.1542 | 173615.4649 | 151965.963 | 118825.606 | 103129.7479 | 97527.7574 | 91197.2436 | 77251.6281 | 67483.5899 | 53957.278 | 54798.1213 | 47279.959 | 31644.1913 | 27875.9163 | 21466.8216 | 19146.9902 | 17102.646 | 15972.5737 | 13508.8951 | 8676.3483 | 7712.2588 | 7439.1104 | 5928.325
NEM | Brown Coal | 94983.205 | 69104.056 | 66920.8445 | 56785.6597 | 52163.8812 | 44155.0365 | 35957.4825 | 33456.9079 | 27138.567 | 25368.5673 | 23609.8312 | 22700.0075 | 21287.1358 | 20134.3227 | 19130.8347 | 17780.6855 | 16053.2986 | 14064.6614 | 14199.7796 | 14030.2923 | 13307.8162 | 10872.1721 | 6389.3301 | 5977.7336 | 5736.5866
NEM | CCGT | 117564.175 | 62402.2849 | 59497.483 | 59162.0597 | 40895.9211 | 21436.9359 | 20132.2749 | 17763.7594 | 15525.8656 | 19378.6896 | 16680.4849 | 19293.7398 | 22335.2529 | 17327.7081 | 13326.7219 | 9556.8939 | 8854.0734 | 9833.1915 | 8963.0836 | 8738.8513 | 7749.7123 | 8354.2315 | 4830.1275 | 3796.7786 | 2118.7055
NEM | Gas - Steam | 1883.8354 | 1478.8261 | 1486.5684 | 153.5248 | 136.89 | 134.478 | 125.3996 | 116.2262 | 108.4173 | 101.98 | 98.4691 | 105.1397 | 115.0624 | 154.6916 | 81.4028 | 81.6503 | 120.7856 | 140.6117 | 0 | 0 | 0 | 0 | 0 | 0 | 0
NEM | OCGT / Diesel | 7315.6013 | 3444.1438 | 4444.2034 | 3050.1833 | 2126.6723 | 619.815 | 439.7167 | 200.1359 | 10.7567 | 630.602 | 335.4178 | 919.3199 | 982.8115 | 1024.231 | 610.5856 | 630.6828 | 1561.5732 | 1138.9874 | 2725.7524 | 2091.3462 | 2375.8253 | 2297.218 | 5166.5179 | 2685.5396 | 2470.1571
NEM | Hydro | 84580.1895 | 105407.9101 | 81424.3254 | 84453.5158 | 90193.1113 | 80136.8522 | 76541.4428 | 83548.5247 | 68812.6824 | 54848.4305 | 65136.0592 | 50049.8719 | 51137.4142 | 53944.7723 | 47761.7275 | 45006.6182 | 48209.418 | 39129.5478 | 31099.1503 | 36415.9059 | 28237.5703 | 28750.5344 | 30288.4247 | 26419.4339 | 25087.5625
NEM | Wind | 67885.4271 | 135995.359 | 141536.2316 | 134798.3849 | 142526.9412 | 138517.595 | 132983.3432 | 129698.4955 | 125769.5743 | 123494.5772 | 115610.0466 | 113433.8713 | 107234.8001 | 109402.095 | 110444.2999 | 109232.3592 | 105028.4424 | 99554.2754 | 91534.6419 | 78803.7735 | 77464.1463 | 76007.4185 | 76047.2646 | 69684.4008 | 67703.8115
NEM | Solar PV | 16.9232 | 19.0404 | 17.9948 | 18.3374 | 16.7785 | 24.4927 | 26.6627 | 25.4859 | 25.3461 | 25.6806 | 25.0706 | 26.8065 | 24.5643 | 22.5726 | 22.7799 | 21.4669 | 23.3218 | 22.9087 | 23.0624 | 23.3784 | 22.8153 | 22.0437 | 20.1836 | 19.7702 | 18.7286
NEM | LS Battery | 0.057104 | 0.11858 | 0.12345 | 0.11831 | 0.11186 | 8.4898 | 10.0858 | 9.4562 | 8.7544 | 8.2888 | 7.6721 | 7.6886 | 6.8537 | 6.3108 | 6.6625 | 6.3942 | 5.7374 | 5.4016 | 5.2675 | 4.7968 | 4.7533 | 4.3986 | 4.0204 | 3.9204 | 3.854
NEM | Pumped Hydro | 234.3833 | 3614.2752 | 4035.2979 | 3819.4168 | 16989.9255 | 22623.636 | 21366.3546 | 21337.1332 | 19087.4645 | 18450.4908 | 16264.737 | 17241.8843 | 13661.6614 | 13518.4151 | 16096.9562 | 14343.5299 | 14809.8599 | 11585.2699 | 11384.353 | 8055.926 | 9645.9726 | 9784.4034 | 7641.5263 | 6894.6115 | 7124.9905
NEM | VPP | 0 | 0 | 0 | 0 | 0 | 0 | 0 | 0 | 0 | 0 | 0 | 0 | 0 | 0 | 0 | 0 | 0 | 0 | 0 | 0 | 0 | 0 | 0 | 0 | 0
Total excluding storage |  | 692053.2662 | 593368.8892 | 544897.8052 | 512037.1305 | 480026.1585 | 403850.8114 | 369336.0703 | 362337.2928 | 328588.4532 | 301100.1552 | 288978.9692 | 260486.0345 | 257915.1625 | 249290.3523 | 223022.5437 | 210186.273 | 201317.7346 | 183031.174 | 165648.1162 | 156076.1213 | 142666.7808 | 134979.9664 | 130454.1073 | 116022.7671 | 109063.8769
Region | Technology | 2021-22 | 2022-23 | 2023-24 | 2024-25 | 2025-26 | 2026-27 | 2027-28 | 2028-29 | 2029-30 | 2030-31 | 2031-32 | 2032-33 | 2033-34 | 2034-35 | 2035-36 | 2036-37 | 2037-38 | 2038-39 | 2039-40 | 2040-41 | 2041-42 | 2042-43 | 2043-44 | 2044-45 | 2045-46
NSW1 | Black Coal | 182849.0228 | 128964.7452 | 111770.7765 | 98694.285 | 85128.08 | 57296.728 | 47512.2135 | 45748.8695 | 42085.9743 | 33906.8832 | 27519.3975 | 20476.9515 | 21087.2425 | 18421.8625 | 6102.0015 | 6954.649 | 3795.572 | 3522.6578 | 3396.259 | 2807.9778 | 2796.0438 | 0 | 0 | 0 | 0
NSW1 | Brown Coal | 0 | 0 | 0 | 0 | 0 | 0 | 0 | 0 | 0 | 0 | 0 | 0 | 0 | 0 | 0 | 0 | 0 | 0 | 0 | 0 | 0 | 0 | 0 | 0 | 0
NSW1 | CCGT | 21027.9885 | 9172.3126 | 9831.5242 | 10320.7398 | 9163.0195 | 7624.2671 | 7081.7873 | 5571.804 | 6308.1662 | 7885.9992 | 5852.3521 | 6618.1699 | 7570.0978 | 5780.5012 | 3671.8792 | 2457.7455 | 3386.524 | 3947.6031 | 3589.9907 | 3269.4873 | 2978.0987 | 3385.9615 | 527.2436 | 0.010463 | 0.0095645
NSW1 | Gas - Steam | 0 | 0 | 0 | 0 | 0 | 0 | 0 | 0 | 0 | 0 | 0 | 0 | 0 | 0 | 0 | 0 | 0 | 0 | 0 | 0 | 0 | 0 | 0 | 0 | 0
NSW1 | OCGT / Diesel | 13.738 | 0.025606 | 5.5496 | 18.6383 | 0.024662 | 0.020754 | 0.020731 | 0.020322 | 0.019006 | 0.021017 | 0.018328 | 31.4639 | 0.0229 | 0.01963 | 5.3432 | 48.8271 | 117.8295 | 0.016359 | 370.9115 | 187.7123 | 361.1423 | 523.0351 | 2165.6091 | 1427.0697 | 1104.8757
NSW1 | Hydro | 13106.6356 | 15064.6554 | 13829.4333 | 16488.8441 | 17128.2346 | 16665.8573 | 16156.2655 | 18601.5953 | 14860.4684 | 12763.5579 | 11656.2658 | 10557.4618 | 11088.3413 | 11016.4079 | 10053.8442 | 9541.6278 | 10986.9893 | 8434.9296 | 7186.2415 | 6075.7964 | 5789.8006 | 6387.3506 | 5917.9351 | 5342.4376 | 5153.7831
NSW1 | Wind | 13922.552 | 34392.1835 | 40971.2757 | 36464.3519 | 39492.6891 | 37526.1574 | 34791.1595 | 29210.0282 | 26045.753 | 27062.9735 | 25825.8205 | 27177.4667 | 26217.473 | 26914.3317 | 26253.0104 | 24700.1061 | 21317.134 | 17932.9135 | 16976.4283 | 14512.9143 | 17228.7949 | 16257.2299 | 15668.7181 | 14659.1349 | 14308.8405
NSW1 | Solar PV | 8.6511 | 9.2025 | 8.5895 | 9.8659 | 8.9958 | 15.1275 | 16.8131 | 16.1833 | 15.8799 | 15.955 | 15.3781 | 15.6863 | 14.4159 | 13.2221 | 13.4534 | 12.7277 | 13.1664 | 12.7012 | 13.1486 | 12.3921 | 11.8995 | 10.8359 | 9.9345 | 9.9473 | 9.4103
NSW1 | LS Battery | 2.5097e-05 | 2.9244e-05 | 3.258e-05 | 3.393e-05 | 3.3604e-05 | 3.3831 | 5.0502 | 4.7145 | 4.2344 | 4.0918 | 3.924 | 3.8416 | 3.4769 | 3.2098 | 3.3432 | 3.1889 | 2.8603 | 2.6552 | 2.6226 | 2.4042 | 2.3365 | 2.1584 | 2.0041 | 1.9745 | 1.9296
NSW1 | Pumped Hydro | 50.9817 | 885.2984 | 982.9474 | 1085.3617 | 14222.7533 | 20591.3139 | 19411.3927 | 19378.2646 | 17159.7713 | 16451.7231 | 14768.0088 | 15609.8525 | 12175.9091 | 12437.2402 | 14863.2459 | 13238.8666 | 13944.9979 | 10911.1885 | 10726.5756 | 7501.1116 | 8960.6107 | 8995.1979 | 7204.1738 | 6463.8719 | 6724.9683
NSW1 | VPP | 0 | 0 | 0 | 0 | 0 | 0 | 0 | 0 | 0 | 0 | 0 | 0 | 0 | 0 | 0 | 0 | 0 | 0 | 0 | 0 | 0 | 0 | 0 | 0 | 0
Total excluding storage |  | 230928.5879 | 187603.1248 | 176417.1487 | 161996.7249 | 150921.0437 | 119128.1581 | 105558.2597 | 99148.5005 | 89316.2608 | 81635.3899 | 70869.2322 | 64877.2001 | 65977.5934 | 62146.3451 | 46099.5319 | 43715.6832 | 39617.2152 | 33850.8215 | 31532.9795 | 26866.2803 | 29165.7797 | 26564.413 | 24289.4404 | 21438.6 | 20576.9192
Region | Technology | 2021-22 | 2022-23 | 2023-24 | 2024-25 | 2025-26 | 2026-27 | 2027-28 | 2028-29 | 2029-30 | 2030-31 | 2031-32 | 2032-33 | 2033-34 | 2034-35 | 2035-36 | 2036-37 | 2037-38 | 2038-39 | 2039-40 | 2040-41 | 2041-42 | 2042-43 | 2043-44 | 2044-45 | 2045-46
QLD1 | Black Coal | 134974.8868 | 86552.5236 | 77799.3777 | 74921.1799 | 66837.883 | 61528.878 | 55617.5344 | 51778.8879 | 49111.2694 | 43344.7449 | 39964.1924 | 33480.3265 | 33710.8788 | 28858.0965 | 25542.1898 | 20921.2673 | 17671.2496 | 15624.3324 | 13706.387 | 13164.5959 | 10712.8513 | 8676.3483 | 7712.2588 | 7439.1104 | 5928.325
QLD1 | Brown Coal | 0 | 0 | 0 | 0 | 0 | 0 | 0 | 0 | 0 | 0 | 0 | 0 | 0 | 0 | 0 | 0 | 0 | 0 | 0 | 0 | 0 | 0 | 0 | 0 | 0
QLD1 | CCGT | 70961.851 | 38329.269 | 38215.9308 | 39389.0362 | 23495.1383 | 10551.1369 | 9956.5001 | 10103.2003 | 7126.6455 | 8351.0796 | 9006.9392 | 9611.1549 | 11165.0901 | 8294.5631 | 8088.2139 | 5790.2544 | 5467.5244 | 5885.5647 | 5373.0694 | 5469.3423 | 4771.5919 | 4968.2485 | 4302.863 | 3796.7491 | 2118.6782
QLD1 | Gas - Steam | 0 | 0 | 0 | 0 | 0 | 0 | 0 | 0 | 0 | 0 | 0 | 0 | 0 | 0 | 0 | 0 | 0 | 0 | 0 | 0 | 0 | 0 | 0 | 0 | 0
QLD1 | OCGT / Diesel | 520.0874 | 0.035749 | 0.0355 | 0.035509 | 0.023351 | 0.021182 | 0.019874 | 0.020044 | 0.019263 | 0.021336 | 0.020689 | 0.023076 | 0.018567 | 0.010819 | 0.010299 | 6.5763 | 169.0064 | 0.0098283 | 370.7275 | 123.5387 | 123.4767 | 200.3835 | 154.671 | 277.1274 | 560.7768
QLD1 | Hydro | 4657.1954 | 4386.7733 | 4146.5636 | 3902.6812 | 3630.944 | 3285.7017 | 3113.9779 | 2968.1999 | 2787.072 | 2625.8642 | 2507.7057 | 2307.6739 | 2217.1951 | 1950.5753 | 1913.2787 | 1787.7501 | 533.0796 | 457.9516 | 432.2903 | 388.1679 | 406.3094 | 0 | 0 | 0 | 0
QLD1 | Wind | 5148.3758 | 43568.7968 | 42384.3326 | 38924.3438 | 48076.5815 | 45385.0372 | 45843.6596 | 46220.2708 | 44394.0373 | 43287.2096 | 37329.9075 | 38280.434 | 34363.7568 | 37353.9898 | 37383.1476 | 39929.3269 | 43731.5674 | 41250.6127 | 38396.0517 | 30285.4006 | 29001.1646 | 26671.8147 | 28731.2317 | 24902.3307 | 25585.8537
QLD1 | Solar PV | 5.1894 | 6.9298 | 6.5744 | 5.9269 | 5.4789 | 5.5864 | 5.2633 | 4.8244 | 5.0463 | 5.4626 | 5.6527 | 7.2188 | 6.6203 | 6.1431 | 6.1551 | 5.6901 | 5.6745 | 5.8079 | 5.7127 | 7.0644 | 6.797 | 7.1407 | 6.5354 | 6.3696 | 6.0221
QLD1 | LS Battery | 0.010913 | 0.050467 | 0.055712 | 0.050311 | 0.052146 | 2.617 | 2.5541 | 2.2564 | 2.267 | 2.1575 | 1.9495 | 2.0465 | 1.8351 | 1.5825 | 1.7069 | 1.628 | 1.3934 | 1.4065 | 1.3464 | 1.3331 | 1.2677 | 1.1896 | 1.0703 | 1.0238 | 0.98624
QLD1 | Pumped Hydro | 183.4016 | 2728.9768 | 3052.3505 | 2734.055 | 2767.1722 | 2032.322 | 1954.9618 | 1958.8684 | 1927.6931 | 1998.3608 | 1496.2952 | 1631.6419 | 1485.4096 | 1080.8006 | 1233.3147 | 1104.2875 | 864.4783 | 673.7476 | 657.4413 | 554.5929 | 683.8878 | 787.8464 | 436.25 | 429.6301 | 398.8486
QLD1 | VPP | 0 | 0 | 0 | 0 | 0 | 0 | 0 | 0 | 0 | 0 | 0 | 0 | 0 | 0 | 0 | 0 | 0 | 0 | 0 | 0 | 0 | 0 | 0 | 0 | 0
Total excluding storage |  | 216267.5859 | 172844.3283 | 162552.8145 | 157143.2035 | 142046.0489 | 120756.3614 | 114536.9553 | 111075.4034 | 103424.0898 | 97614.3822 | 88814.4183 | 83686.8312 | 81463.5596 | 76463.3787 | 72932.9955 | 68440.865 | 67578.1018 | 63224.2792 | 58284.2386 | 49438.1098 | 45022.1909 | 40523.9358 | 40907.5599 | 36421.6873 | 34199.6558
Region | Technology | 2021-22 | 2022-23 | 2023-24 | 2024-25 | 2025-26 | 2026-27 | 2027-28 | 2028-29 | 2029-30 | 2030-31 | 2031-32 | 2032-33 | 2033-34 | 2034-35 | 2035-36 | 2036-37 | 2037-38 | 2038-39 | 2039-40 | 2040-41 | 2041-42 | 2042-43 | 2043-44 | 2044-45 | 2045-46
VIC1 | Black Coal | 0 | 0 | 0 | 0 | 0 | 0 | 0 | 0 | 0 | 0 | 0 | 0 | 0 | 0 | 0 | 0 | 0 | 0 | 0 | 0 | 0 | 0 | 0 | 0 | 0
VIC1 | Brown Coal | 94983.205 | 69104.056 | 66920.8445 | 56785.6597 | 52163.8812 | 44155.0365 | 35957.4825 | 33456.9079 | 27138.567 | 25368.5673 | 23609.8312 | 22700.0075 | 21287.1358 | 20134.3227 | 19130.8347 | 17780.6855 | 16053.2986 | 14064.6614 | 14199.7796 | 14030.2923 | 13307.8162 | 10872.1721 | 6389.3301 | 5977.7336 | 5736.5866
VIC1 | CCGT | 0 | 0.021105 | 0.020259 | 0.018958 | 0.017475 | 0.015612 | 0.014841 | 0.013797 | 0.013209 | 0.013096 | 0.011386 | 0.01228 | 0.011885 | 0.010682 | 0.0096967 | 0.0091234 | 0.0092799 | 0.008864 | 0.0087136 | 0.0080784 | 0.0081338 | 0.0080805 | 0.0077632 | 0.0070144 | 0.0065049
VIC1 | Gas - Steam | 80.4168 | 42.0026 | 41.172 | 6.7903 | 0.0025724 | 6.8168 | 3.5107 | 0.0011482 | 0.0014843 | 0.0020521 | 0.0012985 | 15.0494 | 27.1449 | 72.6305 | 81.4028 | 81.6503 | 120.7856 | 140.6117 | 0 | 0 | 0 | 0 | 0 | 0 | 0
VIC1 | OCGT / Diesel | 159.6537 | 177.2422 | 113.9171 | 7.7017 | 0.040774 | 0.033154 | 0.032481 | 0.028874 | 0.029047 | 0.029583 | 0.022292 | 26.3938 | 16.9508 | 0.02227 | 64.2001 | 134.721 | 366.3035 | 240.6421 | 777.7174 | 645.128 | 616.9782 | 558.0782 | 1371.6738 | 918.1217 | 763.3289
VIC1 | Hydro | 19363.2733 | 18367.0524 | 15883.9564 | 18268.3878 | 17706.8851 | 15735.5394 | 15005.1937 | 17891.7502 | 14032.5803 | 11345.9256 | 10643.4429 | 9143.0707 | 10680.0223 | 10315.5666 | 9301.9031 | 8782.8159 | 10533.6171 | 8246.5072 | 6691.92 | 6225.2917 | 5400.2906 | 6280.7125 | 6072.1976 | 5428.1445 | 5148.5982
VIC1 | Wind | 28801.1499 | 32027.9612 | 30733.5736 | 31070.7819 | 30434.0437 | 29940.8125 | 28750.3304 | 28034.7672 | 27815.1783 | 25648.6102 | 26090.7719 | 23907.7429 | 23550.5215 | 23319.1834 | 24114.3012 | 23119.7648 | 19879.0622 | 20894.78 | 19129.8741 | 18530.3039 | 16428.9054 | 19188.5778 | 18684.8065 | 17638.6171 | 15411.0411
VIC1 | Solar PV | 2.1916 | 2.0619 | 2.0198 | 1.8159 | 1.6335 | 2.2948 | 2.2811 | 2.4735 | 2.441 | 2.3545 | 2.2157 | 2.1646 | 1.9583 | 1.7675 | 1.7593 | 1.6789 | 3.1942 | 3.1307 | 2.9961 | 2.7866 | 3.0293 | 2.7109 | 2.5183 | 2.3893 | 2.2687
VIC1 | LS Battery | 0.013866 | 0.024732 | 0.024496 | 0.024323 | 0.022262 | 1.0063 | 0.9691 | 1.006 | 0.88954 | 0.79101 | 0.73751 | 0.69271 | 0.55419 | 0.6072 | 0.65355 | 0.63245 | 0.60381 | 0.55064 | 0.52504 | 0.41623 | 0.46755 | 0.41552 | 0.36954 | 0.37662 | 0.38435
VIC1 | Pumped Hydro | 0 | 0 | 0 | 1.8983e-05 | 2.1376e-05 | 2.8703e-05 | 5.8763e-05 | 5.7494e-05 | 9.3458e-05 | 0.00010196 | 0.00011427 | 0.0022627 | 0.001933 | 0.0021498 | 0.0023126 | 0.0022102 | 0.0021076 | 0.0019158 | 0.0018515 | 0.0015706 | 1.2062 | 1.1025 | 0.90999 | 0.93629 | 0.97039
VIC1 | VPP | 0 | 0 | 0 | 0 | 0 | 0 | 0 | 0 | 0 | 0 | 0 | 0 | 0 | 0 | 0 | 0 | 0 | 0 | 0 | 0 | 0 | 0 | 0 | 0 | 0
Total excluding storage |  | 143389.8903 | 119720.3974 | 113695.5038 | 106141.1563 | 100306.5044 | 89840.5489 | 79718.8457 | 79385.9426 | 68988.8103 | 62365.5023 | 60346.2967 | 55794.4413 | 55563.7455 | 53843.5036 | 52694.411 | 49901.3256 | 46956.2705 | 43590.342 | 40802.296 | 39433.8104 | 35757.0279 | 36902.2596 | 32520.5341 | 29965.0133 | 27061.83
Region | Technology | 2021-22 | 2022-23 | 2023-24 | 2024-25 | 2025-26 | 2026-27 | 2027-28 | 2028-29 | 2029-30 | 2030-31 | 2031-32 | 2032-33 | 2033-34 | 2034-35 | 2035-36 | 2036-37 | 2037-38 | 2038-39 | 2039-40 | 2040-41 | 2041-42 | 2042-43 | 2043-44 | 2044-45 | 2045-46
SA1 | Black Coal | 0 | 0 | 0 | 0 | 0 | 0 | 0 | 0 | 0 | 0 | 0 | 0 | 0 | 0 | 0 | 0 | 0 | 0 | 0 | 0 | 0 | 0 | 0 | 0 | 0
SA1 | Brown Coal | 0 | 0 | 0 | 0 | 0 | 0 | 0 | 0 | 0 | 0 | 0 | 0 | 0 | 0 | 0 | 0 | 0 | 0 | 0 | 0 | 0 | 0 | 0 | 0 | 0
SA1 | CCGT | 25574.3355 | 14900.6744 | 11449.9968 | 9452.2547 | 8237.7375 | 3261.5083 | 3093.9651 | 2088.7325 | 2091.0317 | 3141.5872 | 1821.173 | 3064.3927 | 3600.0434 | 3252.6245 | 1566.6113 | 1308.8776 | 0.0084871 | 0.0080674 | 0.007864 | 0.0073099 | 0.007481 | 0.0074817 | 0.0074197 | 0.0067168 | 0.006228
SA1 | Gas - Steam | 1803.4186 | 1436.8235 | 1445.3964 | 146.7346 | 136.8874 | 127.6612 | 121.8889 | 116.225 | 108.4158 | 101.9779 | 98.4678 | 90.0902 | 87.9175 | 82.0611 | 0 | 0 | 0 | 0 | 0 | 0 | 0 | 0 | 0 | 0 | 0
SA1 | OCGT / Diesel | 6622.0974 | 3266.8318 | 4324.6877 | 3023.7956 | 2126.576 | 619.7327 | 439.6366 | 200.0578 | 10.6806 | 630.519 | 335.3481 | 861.4282 | 965.8077 | 1024.1691 | 537.6394 | 439.9954 | 901.1969 | 895.4113 | 1188.7175 | 1115.4879 | 1241.4977 | 995.8185 | 1409.8915 | 11.1586 | 3.4466
SA1 | Hydro | 0 | 0 | 0 | 0 | 0 | 0 | 0 | 0 | 0 | 0 | 0 | 0 | 0 | 0 | 0 | 0 | 0 | 0 | 0 | 0 | 0 | 0 | 0 | 0 | 0
SA1 | Wind | 15543.0337 | 19778.9528 | 17578.0537 | 19060.291 | 16867.3518 | 17569.1227 | 16099.4871 | 16191.6653 | 16857.756 | 15852.2633 | 15048.0432 | 13068.7973 | 12298.5767 | 10906.388 | 11750.5823 | 10756.2148 | 10990.5616 | 10892.8537 | 9318.5758 | 8598.8117 | 7754.0081 | 7485.54 | 6461.1321 | 6719.5599 | 6325.2172
SA1 | Solar PV | 0.89106 | 0.84619 | 0.81106 | 0.72876 | 0.67039 | 1.4839 | 2.3052 | 2.0047 | 1.9789 | 1.9085 | 1.8241 | 1.7366 | 1.5698 | 1.4399 | 1.4119 | 1.3702 | 1.1828 | 1.1647 | 1.1089 | 1.0473 | 1.005 | 1.276 | 1.1255 | 0.99444 | 0.96423
SA1 | LS Battery | 0.032295 | 0.043341 | 0.043206 | 0.043631 | 0.037405 | 1.4833 | 1.5124 | 1.4792 | 1.3634 | 1.2485 | 1.0611 | 1.1077 | 0.98755 | 0.91121 | 0.95875 | 0.9448 | 0.87984 | 0.78918 | 0.77349 | 0.64318 | 0.68155 | 0.63505 | 0.57644 | 0.54538 | 0.55371
SA1 | Pumped Hydro | 0 | 0 | 0 | 9.0685e-06 | 9.1477e-06 | 1.0526e-05 | 1.2725e-05 | 1.2248e-05 | 1.356e-05 | 1.3884e-05 | 1.4438e-05 | 1.7987e-05 | 1.617e-05 | 1.6162e-05 | 1.6464e-05 | 1.5597e-05 | 1.6311e-05 | 1.5845e-05 | 1.554e-05 | 1.5924e-05 | 1.9123e-05 | 2.5687e-05 | 2.403e-05 | 2.7172e-05 | 2.5605e-05
SA1 | VPP | 0 | 0 | 0 | 0 | 0 | 0 | 0 | 0 | 0 | 0 | 0 | 0 | 0 | 0 | 0 | 0 | 0 | 0 | 0 | 0 | 0 | 0 | 0 | 0 | 0
Total excluding storage |  | 49543.7763 | 39384.1286 | 34798.9457 | 31683.8046 | 27369.223 | 21579.5088 | 19757.283 | 18598.6853 | 19069.863 | 19728.2559 | 17304.8562 | 17086.4451 | 16953.9152 | 15266.6826 | 13856.245 | 12506.4579 | 11892.9498 | 11789.4378 | 10508.4102 | 9715.3543 | 8996.5183 | 8482.6419 | 7872.1566 | 6731.7197 | 6329.6342
Region | Technology | 2021-22 | 2022-23 | 2023-24 | 2024-25 | 2025-26 | 2026-27 | 2027-28 | 2028-29 | 2029-30 | 2030-31 | 2031-32 | 2032-33 | 2033-34 | 2034-35 | 2035-36 | 2036-37 | 2037-38 | 2038-39 | 2039-40 | 2040-41 | 2041-42 | 2042-43 | 2043-44 | 2044-45 | 2045-46
TAS1 | Black Coal | 0 | 0 | 0 | 0 | 0 | 0 | 0 | 0 | 0 | 0 | 0 | 0 | 0 | 0 | 0 | 0 | 0 | 0 | 0 | 0 | 0 | 0 | 0 | 0 | 0
TAS1 | Brown Coal | 0 | 0 | 0 | 0 | 0 | 0 | 0 | 0 | 0 | 0 | 0 | 0 | 0 | 0 | 0 | 0 | 0 | 0 | 0 | 0 | 0 | 0 | 0 | 0 | 0
TAS1 | CCGT | 0 | 0.0078513 | 0.010802 | 0.010027 | 0.0083891 | 0.0079568 | 0.0075644 | 0.0088286 | 0.0090638 | 0.010515 | 0.0091717 | 0.010035 | 0.0096993 | 0.0085802 | 0.0077909 | 0.0073293 | 0.0072189 | 0.0066991 | 0.0069657 | 0.0063086 | 0.0061243 | 0.0059166 | 0.0057661 | 0.005345 | 0.0050155
TAS1 | Gas - Steam | 0 | 0 | 0 | 0 | 0 | 0 | 0 | 0 | 0 | 0 | 0 | 0 | 0 | 0 | 0 | 0 | 0 | 0 | 0 | 0 | 0 | 0 | 0 | 0 | 0
TAS1 | OCGT / Diesel | 0.024863 | 0.0084734 | 0.013493 | 0.012123 | 0.0075538 | 0.0072495 | 0.0070234 | 0.0088559 | 0.0088749 | 0.011112 | 0.0084061 | 0.010872 | 0.011507 | 0.0091031 | 3.3927 | 0.56298 | 7.2368 | 2.9078 | 17.6785 | 19.4792 | 32.7304 | 19.9027 | 64.6726 | 52.0622 | 37.7292
TAS1 | Hydro | 47453.0853 | 67589.429 | 47564.372 | 45793.6027 | 51727.0475 | 44449.7538 | 42266.0057 | 44086.9794 | 37132.5617 | 28113.0828 | 40328.6448 | 28041.6655 | 27151.8554 | 30662.2224 | 26492.7014 | 24894.4243 | 26155.732 | 21990.1594 | 16788.6985 | 23726.65 | 16641.1697 | 16082.4713 | 18298.292 | 15648.8517 | 14785.1812
TAS1 | Wind | 4470.3156 | 6227.4647 | 9868.9961 | 9278.6163 | 7656.275 | 8096.4652 | 7498.7064 | 10041.764 | 10656.8497 | 11643.5205 | 11315.5034 | 10999.4303 | 10804.4721 | 10908.2021 | 10943.2584 | 10726.9466 | 9110.1172 | 8583.1155 | 7713.7119 | 6876.343 | 7051.2733 | 6404.256 | 6501.3762 | 5764.758 | 6072.859
TAS1 | Solar PV | 1.277e-06 | 7.1957e-07 | 9.7608e-07 | 9.2159e-07 | 5.4624e-07 | 4.9e-06 | 4.6182e-06 | 5.1556e-06 | 5.1994e-06 | 4.9595e-06 | 4.2136e-06 | 7.0879e-05 | 6.8424e-05 | 5.8971e-05 | 5.8686e-05 | 5.2837e-05 | 0.10393 | 0.10419 | 0.096059 | 0.087986 | 0.084538 | 0.080233 | 0.069832 | 0.069455 | 0.06323
TAS1 | LS Battery | 4.1011e-06 | 7.7777e-06 | 5.9432e-06 | 6.0367e-06 | 8.6783e-06 | 3.7939e-05 | 3.8612e-05 | 5.8386e-05 | 5.1884e-05 | 4.8581e-05 | 7.058e-05 | 5.0579e-05 | 4.3129e-05 | 5.2999e-05 | 5.5379e-05 | 5.2318e-05 | 4.7598e-05 | 4.7573e-05 | 4.4325e-05 | 5.4275e-05 | 4.1871e-05 | 3.8186e-05 | 4.1284e-05 | 4.2995e-05 | 4.0181e-05
TAS1 | Pumped Hydro | 0 | 0 | 0 | 9.3342e-06 | 1.5097e-05 | 1.4752e-05 | 1.499e-05 | 2.7876e-05 | 3.2481e-05 | 0.40676 | 0.43294 | 0.38763 | 0.34077 | 0.37212 | 0.39329 | 0.37357 | 0.38155 | 0.33185 | 0.3343 | 0.21985 | 0.26792 | 0.25655 | 0.19248 | 0.17314 | 0.20321
TAS1 | VPP | 0 | 0 | 0 | 0 | 0 | 0 | 0 | 0 | 0 | 0 | 0 | 0 | 0 | 0 | 0 | 0 | 0 | 0 | 0 | 0 | 0 | 0 | 0 | 0 | 0
Total excluding storage |  | 51923.4258 | 73816.91 | 57433.3924 | 55072.2411 | 59383.3385 | 52546.2342 | 49764.7267 | 54128.7611 | 47789.4293 | 39756.625 | 51644.1658 | 39041.1168 | 37956.3488 | 41570.4423 | 37439.3604 | 35621.9413 | 35273.1973 | 30576.2936 | 24520.192 | 30622.5665 | 23725.2641 | 22506.7162 | 24864.4164 | 21465.7468 | 20895.8377
Explicitly modelled pumping
Region | Technology | 2021-22 | 2022-23 | 2023-24 | 2024-25 | 2025-26 | 2026-27 | 2027-28 | 2028-29 | 2029-30 | 2030-31 | 2031-32 | 2032-33 | 2033-34 | 2034-35 | 2035-36 | 2036-37 | 2037-38 | 2038-39 | 2039-40 | 2040-41 | 2041-42 | 2042-43 | 2043-44 | 2044-45 | 2045-46
NEM | LS Battery pump | 0.069939 | 0.14657 | 0.15203 | 0.1461 | 0.13813 | 0.11279 | 0.11285 | 0.10881 | 0.10277 | 0.093809 | 0.082228 | 0.083308 | 0.062153 | 0.047352 | 0.055403 | 0.053469 | 0.043897 | 0.040599 | 0.04225 | 0.041726 | 0.039775 | 0.038298 | 0.029791 | 0.034439 | 0.032499
NEM | Pumped Hydro pump | 661.1125 | 9976.9283 | 10930.1168 | 10842.2948 | 29281.8558 | 38344.6798 | 36486.7425 | 36356.8883 | 32755.2291 | 29465.0452 | 28584.3105 | 28602.3352 | 23523.8814 | 22162.0328 | 26072.1325 | 24843.0357 | 22991.5658 | 18996.5487 | 18016.9129 | 13831.5326 | 15537.9404 | 16177.8404 | 11542.3781 | 11204.9922 | 11501.6001
NEM | VPP pump | 0 | 0 | 0 | 0 | 0 | 0 | 0 | 0 | 0 | 0 | 0 | 0 | 0 | 0 | 0 | 0 | 0 | 0 | 0 | 0 | 0 | 0 | 0 | 0 | 0
Region | Technology | 2021-22 | 2022-23 | 2023-24 | 2024-25 | 2025-26 | 2026-27 | 2027-28 | 2028-29 | 2029-30 | 2030-31 | 2031-32 | 2032-33 | 2033-34 | 2034-35 | 2035-36 | 2036-37 | 2037-38 | 2038-39 | 2039-40 | 2040-41 | 2041-42 | 2042-43 | 2043-44 | 2044-45 | 2045-46
NSW1 | LS Battery pump | 0 | 0 | 0 | 0 | 0 | 0 | 0 | 0 | 0 | 0 | 0 | 0 | 0 | 0 | 0 | 0 | 0 | 0 | 0 | 0 | 0 | 0 | 0 | 0 | 0
NSW1 | Pumped Hydro pump | 408.0756 | 6077.8961 | 6569.2053 | 6931.321 | 25317.484 | 35450.2153 | 33699.6013 | 33558.3551 | 30001.0391 | 26609.941 | 26434.9253 | 26283.7514 | 21396.7062 | 20614.944 | 24320.6654 | 23266.1689 | 21751.5926 | 18045.2354 | 17080.7028 | 13035.4798 | 14565.5511 | 15062.5998 | 10923.663 | 10595.0887 | 10935.466
NSW1 | VPP pump | 0 | 0 | 0 | 0 | 0 | 0 | 0 | 0 | 0 | 0 | 0 | 0 | 0 | 0 | 0 | 0 | 0 | 0 | 0 | 0 | 0 | 0 | 0 | 0 | 0
Region | Technology | 2021-22 | 2022-23 | 2023-24 | 2024-25 | 2025-26 | 2026-27 | 2027-28 | 2028-29 | 2029-30 | 2030-31 | 2031-32 | 2032-33 | 2033-34 | 2034-35 | 2035-36 | 2036-37 | 2037-38 | 2038-39 | 2039-40 | 2040-41 | 2041-42 | 2042-43 | 2043-44 | 2044-45 | 2045-46
QLD1 | LS Battery pump | 0.013291 | 0.062215 | 0.068777 | 0.062109 | 0.064492 | 0.049744 | 0.0479 | 0.041564 | 0.041893 | 0.04196 | 0.036469 | 0.036846 | 0.033908 | 0.027276 | 0.032383 | 0.030145 | 0.021526 | 0.020879 | 0.022324 | 0.024128 | 0.021232 | 0.021343 | 0.016099 | 0.019846 | 0.018321
QLD1 | Pumped Hydro pump | 253.0369 | 3899.0322 | 4360.9115 | 3910.9738 | 3964.3718 | 2894.4645 | 2787.1412 | 2798.5332 | 2754.19 | 2855.1042 | 2149.3852 | 2318.5838 | 2127.1752 | 1547.0888 | 1751.4671 | 1576.8668 | 1239.9732 | 951.3133 | 936.2101 | 796.0528 | 972.3893 | 1115.2406 | 618.7151 | 609.9036 | 566.1341
QLD1 | VPP pump | 0 | 0 | 0 | 0 | 0 | 0 | 0 | 0 | 0 | 0 | 0 | 0 | 0 | 0 | 0 | 0 | 0 | 0 | 0 | 0 | 0 | 0 | 0 | 0 | 0
Region | Technology | 2021-22 | 2022-23 | 2023-24 | 2024-25 | 2025-26 | 2026-27 | 2027-28 | 2028-29 | 2029-30 | 2030-31 | 2031-32 | 2032-33 | 2033-34 | 2034-35 | 2035-36 | 2036-37 | 2037-38 | 2038-39 | 2039-40 | 2040-41 | 2041-42 | 2042-43 | 2043-44 | 2044-45 | 2045-46
VIC1 | LS Battery pump | 0.017 | 0.030648 | 0.030118 | 0.030128 | 0.027467 | 0.024462 | 0.024734 | 0.025667 | 0.022942 | 0.01976 | 0.018466 | 0.017379 | 0.0041985 | 0.0042948 | 0.0049055 | 0.0049424 | 0.0049992 | 0.0044429 | 0.0045229 | 0.0040447 | 0.0041266 | 0.003761 | 0.0027931 | 0.0032247 | 0.0034142
VIC1 | Pumped Hydro pump | 0 | 0 | 0 | 0 | 0 | 0 | 0 | 0 | 0 | 0 | 0 | 0 | 0 | 0 | 0 | 0 | 0 | 0 | 0 | 0 | 0 | 0 | 0 | 0 | 0
VIC1 | VPP pump | 0 | 0 | 0 | 0 | 0 | 0 | 0 | 0 | 0 | 0 | 0 | 0 | 0 | 0 | 0 | 0 | 0 | 0 | 0 | 0 | 0 | 0 | 0 | 0 | 0
Region | Technology | 2021-22 | 2022-23 | 2023-24 | 2024-25 | 2025-26 | 2026-27 | 2027-28 | 2028-29 | 2029-30 | 2030-31 | 2031-32 | 2032-33 | 2033-34 | 2034-35 | 2035-36 | 2036-37 | 2037-38 | 2038-39 | 2039-40 | 2040-41 | 2041-42 | 2042-43 | 2043-44 | 2044-45 | 2045-46
SA1 | LS Battery pump | 0.039647 | 0.053704 | 0.053138 | 0.053864 | 0.046173 | 0.038583 | 0.040215 | 0.041576 | 0.037934 | 0.032088 | 0.027292 | 0.029083 | 0.024047 | 0.015781 | 0.018115 | 0.018382 | 0.017372 | 0.015276 | 0.015403 | 0.013553 | 0.014417 | 0.013194 | 0.010899 | 0.011368 | 0.010764
SA1 | Pumped Hydro pump | 0 | 0 | 0 | 0 | 0 | 0 | 0 | 0 | 0 | 0 | 0 | 0 | 0 | 0 | 0 | 0 | 0 | 0 | 0 | 0 | 0 | 0 | 0 | 0 | 0
SA1 | VPP pump | 0 | 0 | 0 | 0 | 0 | 0 | 0 | 0 | 0 | 0 | 0 | 0 | 0 | 0 | 0 | 0 | 0 | 0 | 0 | 0 | 0 | 0 | 0 | 0 | 0
Region | Technology | 2021-22 | 2022-23 | 2023-24 | 2024-25 | 2025-26 | 2026-27 | 2027-28 | 2028-29 | 2029-30 | 2030-31 | 2031-32 | 2032-33 | 2033-34 | 2034-35 | 2035-36 | 2036-37 | 2037-38 | 2038-39 | 2039-40 | 2040-41 | 2041-42 | 2042-43 | 2043-44 | 2044-45 | 2045-46
TAS1 | LS Battery pump | 0 | 0 | 0 | 0 | 0 | 0 | 0 | 0 | 0 | 0 | 0 | 0 | 0 | 0 | 0 | 0 | 0 | 0 | 0 | 0 | 0 | 0 | 0 | 0 | 0
TAS1 | Pumped Hydro pump | 0 | 0 | 0 | 0 | 0 | 0 | 0 | 0 | 0 | 0 | 0 | 0 | 0 | 0 | 0 | 0 | 0 | 0 | 0 | 0 | 0 | 0 | 0 | 0 | 0
TAS1 | VPP pump | 0 | 0 | 0 | 0 | 0 | 0 | 0 | 0 | 0 | 0 | 0 | 0 | 0 | 0 | 0 | 0 | 0 | 0 | 0 | 0 | 0 | 0 | 0 | 0 | 0

## BaseCase_FOM Cost
FOM cost by technology ($000s) - Base Case, Step Change Scenario
FOM | Real June 2019 dollars discounted to June 2020. For new entrant capacity, the FOM is incurred annually in modelling. For existing capacity, FOM is considered to be a sunk cost, since the fixed retirement dates are assumed to be the same in the Base Case and the case with SWNSW. As such, early retirements are presented as an annual FOM saving, or negative cost, that continues until the assumed fixed date retirement.
Explicitly modelled generation
Region | Technology | 2021-22 | 2022-23 | 2023-24 | 2024-25 | 2025-26 | 2026-27 | 2027-28 | 2028-29 | 2029-30 | 2030-31 | 2031-32 | 2032-33 | 2033-34 | 2034-35 | 2035-36 | 2036-37 | 2037-38 | 2038-39 | 2039-40 | 2040-41 | 2041-42 | 2042-43 | 2043-44 | 2044-45 | 2045-46
NEM | Black Coal | 0 | 0 | 0 | 0 | 0 | 0 | 0 | 0 | 0 | 0 | 0 | 0 | 0 | 0 | 0 | 0 | 0 | 0 | 0 | 0 | 0 | 0 | 0 | 0 | 0
NEM | Brown Coal | 0 | 0 | 0 | 0 | 0 | 0 | 0 | 0 | 0 | 0 | 0 | 0 | 0 | 0 | 0 | 0 | 0 | 0 | 0 | 0 | 0 | 0 | 0 | 0 | 0
NEM | CCGT | 0 | 0.31083 | 0.021925 | 9.2653e-05 | 0 | 1.9668e-05 | 3.0158e-05 | 0.0044608 | 0.0024792 | 0.006427 | 0.00054935 | 0.013239 | 0.00061038 | 2.8716e-05 | 1.942e-05 | 4.4554e-05 | 0.0086561 | 0.00041842 | 0.0015278 | 6.2185e-05 | 0.0014025 | 0.0026538 | 0.00032199 | 8.7894e-06 | 5.4046e-06
NEM | Gas - Steam | 0 | 0 | 0 | 0 | 0 | 0 | 0 | 0 | 0 | 0 | 0 | 0 | 0 | 0 | 0 | 0 | 0 | 0 | 0 | 0 | 0 | 0 | 0 | 0 | 0
NEM | OCGT / Diesel | 0.18194 | 0.0029311 | 0.017215 | 0.0092689 | 0.0049709 | 0.0054769 | 0.0065015 | 0.0066561 | 0.0063156 | 0.0071041 | 0.0054311 | 0.0081771 | 0.0071702 | 0.0048986 | 1605.8889 | 0.0043653 | 2381.2546 | 0.0028119 | 0.0035576 | 0.0022884 | 0.0022316 | 750.3919 | 1032.7158 | 282.6365 | 108.9352
NEM | Hydro | 0 | 0 | 0 | 0 | 0 | 0 | 0 | 0 | 0 | 0 | 0 | 0 | 0 | 0 | 0 | 0 | 0 | 0 | 0 | 0 | 0 | 0 | 0 | 0 | 0
NEM | Wind | 0 | 3197701.8403 | 1248888.7125 | 395021.7774 | 369185.4371 | 67647.3754 | 43630.2391 | 574050.8171 | 320661.6847 | 141786.8938 | 0.049786 | 699441.6336 | 158065.7025 | 0.25175 | 39750.7291 | 51886.3858 | 279082.5457 | 143111.1512 | 24021.8748 | 1.3485 | 86315.692 | 139176.0918 | 5718.5352 | 0.0066969 | 0.0033602
NEM | Solar PV | 300283.536 | 0.0033532 | 0.012203 | 122583.2879 | 0.80641 | 583142.863 | 249306.0445 | 252339.9769 | 20293.6364 | 33221.6849 | 15368.0582 | 213232.4813 | 0.022274 | 0.0025525 | 0.17974 | 0.25738 | 264945.3883 | 0.45466 | 21548.2299 | 44155.1668 | 20429.9596 | 30206.9491 | 0.033835 | 0.00034536 | 0.00084792
NEM | LS Battery | 0.90168 | 0.17449 | 0.1796 | 0.14569 | 0.073428 | 400111.5312 | 84770.442 | 1.1874 | 0.018908 | 0.0080881 | 0.0028174 | 0.0047078 | 5.8833e-05 | 7.3934e-06 | 0 | 0 | 0 | 6.5427e-06 | 2.3484e-05 | 0.00011021 | 0.0053035 | 0.0036416 | 0.0013427 | 0.0012992 | 0.0012504
NEM | Pumped Hydro | 0 | 0 | 0 | 6.1299 | 0.29113 | 0.55035 | 1.3817 | 1.4732 | 5.2489 | 17201.7837 | 0.010155 | 57752.1648 | 0.0091754 | 0.0036487 | 0.01572 | 0.0061815 | 96423.6587 | 0.013782 | 0.018255 | 0.020607 | 29405.1054 | 4206.375 | 0.00076901 | 0.013523 | 0.00018394
NEM | VPP | 0 | 0 | 0 | 0 | 0 | 0 | 0 | 0 | 0 | 0 | 0 | 0 | 0 | 0 | 0 | 0 | 0 | 0 | 0 | 0 | 0 | 0 | 0 | 0 | 0
Total excluding storage |  | 300283.718 | 3197702.1574 | 1248888.7638 | 517605.0747 | 369186.2485 | 650790.2439 | 292936.2901 | 826390.8051 | 340955.3299 | 175008.5923 | 15368.114 | 912674.1363 | 158065.7326 | 0.25923 | 41356.7978 | 51886.6476 | 546409.1972 | 143111.609 | 45570.1097 | 44156.5177 | 106745.6552 | 170133.4355 | 6751.2852 | 282.6435 | 108.9394
Region | Technology | 2021-22 | 2022-23 | 2023-24 | 2024-25 | 2025-26 | 2026-27 | 2027-28 | 2028-29 | 2029-30 | 2030-31 | 2031-32 | 2032-33 | 2033-34 | 2034-35 | 2035-36 | 2036-37 | 2037-38 | 2038-39 | 2039-40 | 2040-41 | 2041-42 | 2042-43 | 2043-44 | 2044-45 | 2045-46
NSW1 | Black Coal | 0 | 0 | 0 | 0 | 0 | 0 | 0 | 0 | 0 | 0 | 0 | 0 | 0 | 0 | 0 | 0 | 0 | 0 | 0 | 0 | 0 | 0 | 0 | 0 | 0
NSW1 | Brown Coal | 0 | 0 | 0 | 0 | 0 | 0 | 0 | 0 | 0 | 0 | 0 | 0 | 0 | 0 | 0 | 0 | 0 | 0 | 0 | 0 | 0 | 0 | 0 | 0 | 0
NSW1 | CCGT | 0 | 0.07557 | 0.012766 | 6.7421e-05 | 0 | 0 | 1.8651e-05 | 4.0658e-05 | 0.00021596 | 0.0017001 | 3.1487e-05 | 0.0057329 | 5.934e-05 | 5.9432e-06 | 4.511e-06 | 4.5041e-06 | 0.0039608 | 1.9927e-05 | 1.3745e-05 | 3.2963e-06 | 3.6484e-05 | 0.001364 | 1.2118e-05 | 1.2307e-06 | 8.0176e-07
NSW1 | Gas - Steam | 0 | 0 | 0 | 0 | 0 | 0 | 0 | 0 | 0 | 0 | 0 | 0 | 0 | 0 | 0 | 0 | 0 | 0 | 0 | 0 | 0 | 0 | 0 | 0 | 0
NSW1 | OCGT / Diesel | 0.066153 | 0.00074227 | 0.010465 | 0.0049627 | 0.0014075 | 0.0011574 | 0.0014833 | 0.0014433 | 0.0013503 | 0.0017121 | 0.0016932 | 0.0031201 | 0.0026965 | 0.0015577 | 1605.8856 | 0.00095564 | 2381.2425 | 0.00078901 | 0.0013189 | 0.0006413 | 0.00057828 | 750.3907 | 1032.714 | 282.6296 | 108.9351
NSW1 | Hydro | 0 | 0 | 0 | 0 | 0 | 0 | 0 | 0 | 0 | 0 | 0 | 0 | 0 | 0 | 0 | 0 | 0 | 0 | 0 | 0 | 0 | 0 | 0 | 0 | 0
NSW1 | Wind | 0 | 1117776.08 | 635609.8173 | 1.5684 | 0.78445 | 0.50295 | 0.19202 | 22349.3313 | 4549.2946 | 45650.6187 | 0.020307 | 147968.8793 | 81782.378 | 0.003943 | 0.014443 | 0.0076985 | 0.038175 | 4532.2434 | 620.2548 | 1.2905 | 72361.12 | 9569.367 | 0.0010853 | 0.00037042 | 0.00041133
NSW1 | Solar PV | 300279.3207 | 0.0029241 | 0.0052834 | 122583.1137 | 0.47812 | 471578.0871 | 185951.1925 | 161120.7194 | 20293.4778 | 2067.452 | 0.0011853 | 101594.6031 | 0.0076243 | 0.00085951 | 0.020966 | 0.0071497 | 125468.8275 | 0.2965 | 21548.0425 | 0.0053185 | 7073.7575 | 0.045787 | 0.0045272 | 5.0318e-05 | 7.2731e-05
NSW1 | LS Battery | 0.53296 | 0.080726 | 0.12282 | 0.11168 | 0.011476 | 161244.7252 | 81655.8084 | 0.054593 | 0.010807 | 0.0056205 | 0.001634 | 0.0044776 | 2.7876e-05 | 0 | 0 | 0 | 0 | 2.225e-06 | 1.3009e-05 | 4.0953e-05 | 0.0028321 | 0.0023591 | 0.00060494 | 0.00092825 | 0.00039979
NSW1 | Pumped Hydro | 0 | 0 | 0 | 4.0829 | 0.00087453 | 0.30338 | 0.21319 | 0.5467 | 2.5276 | 131.9962 | 0.0039511 | 30309.0637 | 0.0025793 | 0.00093939 | 0.012964 | 0.002225 | 48250.1437 | 0.0026853 | 0.0061001 | 0.0043397 | 0.29117 | 0.0016552 | 0.00013301 | 0.0010553 | 4.8615e-05
NSW1 | VPP | 0 | 0 | 0 | 0 | 0 | 0 | 0 | 0 | 0 | 0 | 0 | 0 | 0 | 0 | 0 | 0 | 0 | 0 | 0 | 0 | 0 | 0 | 0 | 0 | 0
Total excluding storage |  | 300279.3868 | 1117776.1593 | 635609.8458 | 122584.6871 | 1.264 | 471578.5912 | 185951.386 | 183470.0522 | 24842.774 | 47718.0741 | 0.023217 | 249563.4913 | 81782.3884 | 0.0063662 | 1605.921 | 0.015808 | 127850.1122 | 4532.5407 | 22168.2986 | 1.2964 | 79434.8781 | 10319.8048 | 1032.7196 | 282.63 | 108.9356
Region | Technology | 2021-22 | 2022-23 | 2023-24 | 2024-25 | 2025-26 | 2026-27 | 2027-28 | 2028-29 | 2029-30 | 2030-31 | 2031-32 | 2032-33 | 2033-34 | 2034-35 | 2035-36 | 2036-37 | 2037-38 | 2038-39 | 2039-40 | 2040-41 | 2041-42 | 2042-43 | 2043-44 | 2044-45 | 2045-46
QLD1 | Black Coal | 0 | 0 | 0 | 0 | 0 | 0 | 0 | 0 | 0 | 0 | 0 | 0 | 0 | 0 | 0 | 0 | 0 | 0 | 0 | 0 | 0 | 0 | 0 | 0 | 0
QLD1 | Brown Coal | 0 | 0 | 0 | 0 | 0 | 0 | 0 | 0 | 0 | 0 | 0 | 0 | 0 | 0 | 0 | 0 | 0 | 0 | 0 | 0 | 0 | 0 | 0 | 0 | 0
QLD1 | CCGT | 0 | 0.07027 | 1.9005e-05 | 0 | 0 | 0 | 0 | 1.4102e-05 | 2.7674e-05 | 0.00029813 | 0.0004932 | 0.0010295 | 0.00048367 | 8.4565e-06 | 1.0379e-05 | 2.0209e-05 | 0.0026453 | 4.7311e-06 | 7.2619e-06 | 1.6623e-05 | 3.0815e-05 | 0.00037857 | 2.1029e-06 | 1.5596e-06 | 1.2172e-06
QLD1 | Gas - Steam | 0 | 0 | 0 | 0 | 0 | 0 | 0 | 0 | 0 | 0 | 0 | 0 | 0 | 0 | 0 | 0 | 0 | 0 | 0 | 0 | 0 | 0 | 0 | 0 | 0
QLD1 | OCGT / Diesel | 0.030434 | 0.00067065 | 0.0013781 | 0.0014048 | 0.00067012 | 0.0011109 | 0.0012553 | 0.001367 | 0.0012416 | 0.0012627 | 0.0011607 | 0.0011425 | 0.0011549 | 0.00085178 | 0.00091638 | 0.00092015 | 0.0091497 | 3.618e-05 | 3.3256e-05 | 2.66e-05 | 2.9012e-05 | 3.386e-05 | 2.584e-05 | 2.6003e-05 | 4.0198e-05
QLD1 | Hydro | 0 | 0 | 0 | 0 | 0 | 0 | 0 | 0 | 0 | 0 | 0 | 0 | 0 | 0 | 0 | 0 | 0 | 0 | 0 | 0 | 0 | 0 | 0 | 0 | 0
QLD1 | Wind | 0 | 1725191.0213 | 89683.4057 | 189934.2562 | 369177.842 | 20142.2003 | 0.0044299 | 168317.607 | 114184.8404 | 27435.7602 | 0.014769 | 297043.6167 | 69348.2238 | 0.19186 | 39750.7008 | 51886.3494 | 200944.1763 | 0.95285 | 0.0023515 | 0.029295 | 0.4841 | 37698.9563 | 5717.0545 | 0.00099688 | 0.00036321
QLD1 | Solar PV | 1.1828 | 0 | 0.00023522 | 0.0019681 | 0.0016294 | 5563.1579 | 0.038444 | 54117.5093 | 0.0045465 | 31154.1589 | 15368.0558 | 111631.7004 | 0.012168 | 0.0006838 | 0.0061555 | 0.058142 | 55118.3102 | 0.087534 | 0.0028545 | 44155.156 | 5699.6047 | 21482.7721 | 0.00022144 | 0.00015136 | 0.00021487
QLD1 | LS Battery | 0.092173 | 0.024618 | 0.021398 | 0.0090567 | 0.019858 | 121762.4171 | 3114.5949 | 0.024685 | 0.0018136 | 0.00051132 | 0.00013228 | 6.932e-05 | 8.3849e-06 | 0 | 0 | 0 | 0 | 0 | 2.4729e-06 | 6.2944e-06 | 0.001065 | 0.00027999 | 5.5148e-06 | 6.6958e-05 | 4.842e-05
QLD1 | Pumped Hydro | 0 | 0 | 0 | 0.62031 | 0.17599 | 0.00022902 | 0.044136 | 0.31601 | 1.0659 | 7.7161 | 0.00091973 | 26004.4914 | 0.0017597 | 0.00024032 | 0.00088338 | 0.00083065 | 48173.4526 | 0.0011229 | 0.0021115 | 0.0028118 | 13656.0321 | 4206.2911 | 6.5256e-06 | 7.1506e-06 | 2.7935e-06
QLD1 | VPP | 0 | 0 | 0 | 0 | 0 | 0 | 0 | 0 | 0 | 0 | 0 | 0 | 0 | 0 | 0 | 0 | 0 | 0 | 0 | 0 | 0 | 0 | 0 | 0 | 0
Total excluding storage |  | 1.2132 | 1725191.0922 | 89683.4073 | 189934.2595 | 369177.8443 | 25705.3593 | 0.044129 | 222435.1177 | 114184.8462 | 58589.9206 | 15368.0722 | 408675.3193 | 69348.2376 | 0.1934 | 39750.7079 | 51886.4084 | 256062.4983 | 1.0404 | 0.0052466 | 44155.1853 | 5700.0888 | 59181.7289 | 5717.0548 | 0.0011758 | 0.00061949
Region | Technology | 2021-22 | 2022-23 | 2023-24 | 2024-25 | 2025-26 | 2026-27 | 2027-28 | 2028-29 | 2029-30 | 2030-31 | 2031-32 | 2032-33 | 2033-34 | 2034-35 | 2035-36 | 2036-37 | 2037-38 | 2038-39 | 2039-40 | 2040-41 | 2041-42 | 2042-43 | 2043-44 | 2044-45 | 2045-46
VIC1 | Black Coal | 0 | 0 | 0 | 0 | 0 | 0 | 0 | 0 | 0 | 0 | 0 | 0 | 0 | 0 | 0 | 0 | 0 | 0 | 0 | 0 | 0 | 0 | 0 | 0 | 0
VIC1 | Brown Coal | 0 | 0 | 0 | 0 | 0 | 0 | 0 | 0 | 0 | 0 | 0 | 0 | 0 | 0 | 0 | 0 | 0 | 0 | 0 | 0 | 0 | 0 | 0 | 0 | 0
VIC1 | CCGT | 0 | 0.071525 | 4.425e-05 | 1.1135e-05 | 0 | 0 | 0 | 9.0127e-06 | 2.4881e-05 | 0.00010615 | 7.1688e-06 | 0.0023265 | 1.6512e-05 | 4.2601e-06 | 0 | 6.2378e-06 | 0.00080156 | 0.00023498 | 0.00047186 | 1.7556e-05 | 0.00056603 | 0.00034918 | 1.5571e-05 | 1.025e-06 | 7.3691e-07
VIC1 | Gas - Steam | 0 | 0 | 0 | 0 | 0 | 0 | 0 | 0 | 0 | 0 | 0 | 0 | 0 | 0 | 0 | 0 | 0 | 0 | 0 | 0 | 0 | 0 | 0 | 0 | 0
VIC1 | OCGT / Diesel | 0.0283 | 0.00067708 | 0.0012904 | 0.0012478 | 0.0011663 | 0.0010018 | 0.0012561 | 0.0011184 | 0.0012411 | 0.0013697 | 0.00079905 | 0.0012989 | 0.0011041 | 0.00081736 | 0.00075915 | 0.00081874 | 0.00092655 | 0.00070024 | 0.00070634 | 0.00055042 | 0.00051699 | 0.00039614 | 0.00051515 | 0.00040672 | 5.071e-05
VIC1 | Hydro | 0 | 0 | 0 | 0 | 0 | 0 | 0 | 0 | 0 | 0 | 0 | 0 | 0 | 0 | 0 | 0 | 0 | 0 | 0 | 0 | 0 | 0 | 0 | 0 | 0
VIC1 | Wind | 0 | 26.9111 | 296507.1902 | 91015.6712 | 6.7932 | 0.1199 | 2.4654 | 208006.0066 | 25013.0275 | 1.628 | 0.0022665 | 149647.6348 | 6934.7921 | 0.047474 | 0.0072045 | 0.015707 | 30345.8796 | 98087.9026 | 9851.7146 | 0.020944 | 13952.195 | 81202.2692 | 0.016462 | 0.00042141 | 0.00045641
VIC1 | Solar PV | 0.52231 | 9.0999e-05 | 0.00056059 | 0.15777 | 0.086816 | 47107.8377 | 5863.329 | 37101.6375 | 0.1301 | 0.027849 | 0.00012927 | 0.0183 | 9.86e-05 | 3.0207e-05 | 0.1523 | 0.19138 | 77895.608 | 0.027968 | 0.0015446 | 0.00025392 | 7656.4597 | 0.0010774 | 0.0020188 | 7.1625e-05 | 6.7617e-05
VIC1 | LS Battery | 0.094277 | 0.023348 | 0.0106 | 0.012872 | 0.013125 | 47134.7195 | 0.0034319 | 0.0018427 | 0.0006108 | 9.9073e-05 | 2.077e-05 | 9.7908e-06 | 3.5019e-06 | 0 | 0 | 0 | 0 | 0 | 1.8306e-06 | 3.3737e-06 | 0.00043508 | 0.0002794 | 0.00019875 | 0.00010173 | 0.00010166
VIC1 | Pumped Hydro | 0 | 0 | 0 | 0.72101 | 0.095524 | 0.1981 | 1.027 | 0.00052875 | 1.2766 | 0.69793 | 0.00043394 | 73.8981 | 0.001609 | 0.00098721 | 0.00074337 | 0.0012575 | 0.022013 | 0.0043812 | 0.00099069 | 0.001736 | 15748.7281 | 0.0055731 | 0.00013062 | 7.2815e-05 | 4.0962e-05
VIC1 | VPP | 0 | 0 | 0 | 0 | 0 | 0 | 0 | 0 | 0 | 0 | 0 | 0 | 0 | 0 | 0 | 0 | 0 | 0 | 0 | 0 | 0 | 0 | 0 | 0 | 0
Total excluding storage |  | 0.55061 | 26.9834 | 296507.1921 | 91015.8303 | 6.8812 | 47107.9586 | 5865.7956 | 245107.6452 | 25013.1588 | 1.6573 | 0.003202 | 149647.6568 | 6934.7933 | 0.048326 | 0.16026 | 0.20791 | 108241.4893 | 98087.9315 | 9851.7173 | 0.021766 | 21608.6558 | 81202.271 | 0.019011 | 0.00090078 | 0.00057548
Region | Technology | 2021-22 | 2022-23 | 2023-24 | 2024-25 | 2025-26 | 2026-27 | 2027-28 | 2028-29 | 2029-30 | 2030-31 | 2031-32 | 2032-33 | 2033-34 | 2034-35 | 2035-36 | 2036-37 | 2037-38 | 2038-39 | 2039-40 | 2040-41 | 2041-42 | 2042-43 | 2043-44 | 2044-45 | 2045-46
SA1 | Black Coal | 0 | 0 | 0 | 0 | 0 | 0 | 0 | 0 | 0 | 0 | 0 | 0 | 0 | 0 | 0 | 0 | 0 | 0 | 0 | 0 | 0 | 0 | 0 | 0 | 0
SA1 | Brown Coal | 0 | 0 | 0 | 0 | 0 | 0 | 0 | 0 | 0 | 0 | 0 | 0 | 0 | 0 | 0 | 0 | 0 | 0 | 0 | 0 | 0 | 0 | 0 | 0 | 0
SA1 | CCGT | 0 | 0.063837 | 0.00010463 | 1.4098e-05 | 0 | 0 | 0 | 7.7676e-06 | 1.32e-05 | 2.5079e-05 | 8.6687e-06 | 0.0021137 | 4.0436e-05 | 1.0056e-05 | 4.5296e-06 | 8.5806e-06 | 0.0012015 | 0.00013882 | 0.00033615 | 1.9218e-05 | 0.00066403 | 0.00041358 | 0.00019456 | 1.6857e-06 | 6.101e-07
SA1 | Gas - Steam | 0 | 0 | 0 | 0 | 0 | 0 | 0 | 0 | 0 | 0 | 0 | 0 | 0 | 0 | 0 | 0 | 0 | 0 | 0 | 0 | 0 | 0 | 0 | 0 | 0
SA1 | OCGT / Diesel | 0.028326 | 0.00067684 | 0.0024808 | 0.00044135 | 0.00093323 | 0.00093384 | 0.0012078 | 0.0011755 | 0.0012001 | 0.0012761 | 0.00088958 | 0.0012498 | 0.0010788 | 0.00088574 | 0.00079328 | 0.00082291 | 0.0010546 | 0.00060532 | 0.00074296 | 0.00054358 | 0.00058343 | 0.00035834 | 0.00080004 | 0.0059886 | 5.5171e-06
SA1 | Hydro | 0 | 0 | 0 | 0 | 0 | 0 | 0 | 0 | 0 | 0 | 0 | 0 | 0 | 0 | 0 | 0 | 0 | 0 | 0 | 0 | 0 | 0 | 0 | 0 | 0
SA1 | Wind | 0 | 294417.6719 | 59697.0678 | 114070.2753 | 0.016609 | 0.44387 | 0.016937 | 100046.5592 | 115022.7253 | 1.1037 | 0.0039321 | 30219.3922 | 0.30386 | 0.0070355 | 0.0057715 | 0.010774 | 40919.1281 | 27620.4034 | 2628.5244 | 0.0073458 | 1.8909 | 10705.4976 | 1.4625 | 0.0046011 | 0.0017438
SA1 | Solar PV | 2.3538 | 0.00033805 | 0.0060733 | 0.014424 | 0.23977 | 58893.1351 | 57491.4587 | 0.10953 | 0.023791 | 0.042828 | 0.0004852 | 0.40312 | 0.0023391 | 0.00096635 | 0.00030495 | 0.00060902 | 0.089989 | 0.04119 | 0.1785 | 0.0052851 | 0.1377 | 8724.1302 | 0.027066 | 7.0434e-05 | 0.00049123
SA1 | LS Battery | 0.097017 | 0.022024 | 0.016801 | 0.0052303 | 0.014878 | 69969.2711 | 0.0034138 | 0.0051036 | 0.00067763 | 0.00053525 | 0.00035291 | 8.9108e-05 | 1.1765e-05 | 4.0293e-06 | 0 | 0 | 0 | 1.9714e-06 | 2.8856e-06 | 7.6418e-06 | 0.00067066 | 0.00046446 | 0.00029436 | 5.4001e-05 | 0.00059884
SA1 | Pumped Hydro | 0 | 0 | 0 | 0.29794 | 0.014479 | 0.034836 | 0.073792 | 0.0061186 | 0.055144 | 0.041096 | 0.0010899 | 0.12462 | 0.0017599 | 0.00047861 | 0.00057307 | 0.0010949 | 0.036382 | 0.0036357 | 0.0064691 | 0.011007 | 0.045773 | 0.067075 | 0.00010864 | 0.012247 | 3.844e-05
SA1 | VPP | 0 | 0 | 0 | 0 | 0 | 0 | 0 | 0 | 0 | 0 | 0 | 0 | 0 | 0 | 0 | 0 | 0 | 0 | 0 | 0 | 0 | 0 | 0 | 0 | 0
Total excluding storage |  | 2.3821 | 294417.7368 | 59697.0765 | 114070.2902 | 0.25731 | 58893.5799 | 57491.4768 | 100046.6699 | 115022.7503 | 1.1478 | 0.0053156 | 30219.7987 | 0.30731 | 0.0088977 | 0.0068742 | 0.012215 | 40919.2203 | 27620.4453 | 2628.704 | 0.013194 | 2.0298 | 19429.6285 | 1.4906 | 0.010662 | 0.0022411
Region | Technology | 2021-22 | 2022-23 | 2023-24 | 2024-25 | 2025-26 | 2026-27 | 2027-28 | 2028-29 | 2029-30 | 2030-31 | 2031-32 | 2032-33 | 2033-34 | 2034-35 | 2035-36 | 2036-37 | 2037-38 | 2038-39 | 2039-40 | 2040-41 | 2041-42 | 2042-43 | 2043-44 | 2044-45 | 2045-46
TAS1 | Black Coal | 0 | 0 | 0 | 0 | 0 | 0 | 0 | 0 | 0 | 0 | 0 | 0 | 0 | 0 | 0 | 0 | 0 | 0 | 0 | 0 | 0 | 0 | 0 | 0 | 0
TAS1 | Brown Coal | 0 | 0 | 0 | 0 | 0 | 0 | 0 | 0 | 0 | 0 | 0 | 0 | 0 | 0 | 0 | 0 | 0 | 0 | 0 | 0 | 0 | 0 | 0 | 0 | 0
TAS1 | CCGT | 0 | 0.029627 | 0.0089905 | 0 | 0 | 1.9668e-05 | 1.1507e-05 | 0.0043892 | 0.0021975 | 0.0042975 | 8.8272e-06 | 0.0020364 | 1.0424e-05 | 0 | 0 | 5.0219e-06 | 4.6991e-05 | 1.996e-05 | 0.00069878 | 5.4917e-06 | 0.00010518 | 0.00014852 | 9.7643e-05 | 3.2884e-06 | 2.0386e-06
TAS1 | Gas - Steam | 0 | 0 | 0 | 0 | 0 | 0 | 0 | 0 | 0 | 0 | 0 | 0 | 0 | 0 | 0 | 0 | 0 | 0 | 0 | 0 | 0 | 0 | 0 | 0 | 0
TAS1 | OCGT / Diesel | 0.028731 | 0.00016422 | 0.0016004 | 0.0012123 | 0.00079373 | 0.001273 | 0.001299 | 0.0015519 | 0.0012825 | 0.0014835 | 0.00088858 | 0.0013658 | 0.0011359 | 0.000786 | 0.00080032 | 0.00084786 | 0.00093875 | 0.00068115 | 0.00075611 | 0.00052649 | 0.00052393 | 0.00040761 | 0.00042469 | 0.00043356 | 4.4221e-05
TAS1 | Hydro | 0 | 0 | 0 | 0 | 0 | 0 | 0 | 0 | 0 | 0 | 0 | 0 | 0 | 0 | 0 | 0 | 0 | 0 | 0 | 0 | 0 | 0 | 0 | 0 | 0
TAS1 | Wind | 0 | 60290.1559 | 167391.2314 | 0.0063578 | 0.00090504 | 47504.1083 | 43627.5603 | 75331.3129 | 61891.7969 | 68697.7832 | 0.0085117 | 74562.1105 | 0.0047269 | 0.0014398 | 0.00087036 | 0.002299 | 6873.3235 | 12869.649 | 10921.3785 | 0.0004646 | 0.0019821 | 0.0017116 | 0.00066762 | 0.00030708 | 0.00038552
TAS1 | Solar PV | 0.1565 | 0 | 5.088e-05 | 0.00010785 | 7.332e-05 | 0.6452 | 0.025922 | 0.0011896 | 0.00012791 | 0.0034039 | 0.00062209 | 5.7564 | 4.3091e-05 | 1.2642e-05 | 1.407e-05 | 9.4437e-05 | 6462.5526 | 0.0014683 | 0.0045428 | 0 | 2.5109e-06 | 2.2583e-06 | 1.8946e-06 | 1.6157e-06 | 1.4739e-06
TAS1 | LS Battery | 0.085259 | 0.023772 | 0.0079805 | 0.0068544 | 0.014091 | 0.39827 | 0.031873 | 1.1012 | 0.0049986 | 0.001322 | 0.00067738 | 6.2015e-05 | 7.3057e-06 | 3.3642e-06 | 0 | 0 | 0 | 2.3463e-06 | 3.2857e-06 | 5.1948e-05 | 0.00030071 | 0.00025862 | 0.00023916 | 0.00014823 | 0.0001017
TAS1 | Pumped Hydro | 0 | 0 | 0 | 0.40771 | 0.0042568 | 0.013809 | 0.023569 | 0.60383 | 0.32365 | 17061.3324 | 0.00376 | 1364.587 | 0.0014676 | 0.0010032 | 0.00055617 | 0.00077353 | 0.004058 | 0.0019566 | 0.002584 | 0.00071243 | 0.0083163 | 0.0096183 | 0.00039021 | 0.00014063 | 5.3133e-05
TAS1 | VPP | 0 | 0 | 0 | 0 | 0 | 0 | 0 | 0 | 0 | 0 | 0 | 0 | 0 | 0 | 0 | 0 | 0 | 0 | 0 | 0 | 0 | 0 | 0 | 0 | 0
Total excluding storage |  | 0.18523 | 60290.1857 | 167391.2421 | 0.0076779 | 0.0017721 | 47504.7548 | 43627.5876 | 75331.32 | 61891.8005 | 68697.7924 | 0.010031 | 74567.8703 | 0.0059163 | 0.0022384 | 0.0016847 | 0.0032463 | 13335.8771 | 12869.6512 | 10921.3845 | 0.00099658 | 0.0026137 | 0.00227 | 0.0011918 | 0.00074555 | 0.00043326

## BaseCase_Fuel Cost
Fuel cost by technology ($000s) - Base Case, Step Change Scenario
Fuel | Real June 2019 dollars discounted to June 2020
Explicitly modelled generation
Region | Technology | 2021-22 | 2022-23 | 2023-24 | 2024-25 | 2025-26 | 2026-27 | 2027-28 | 2028-29 | 2029-30 | 2030-31 | 2031-32 | 2032-33 | 2033-34 | 2034-35 | 2035-36 | 2036-37 | 2037-38 | 2038-39 | 2039-40 | 2040-41 | 2041-42 | 2042-43 | 2043-44 | 2044-45 | 2045-46
NEM | Black Coal | 1483127.444 | 981937.991 | 879924.371 | 783885.11 | 679703.261 | 528370.9455 | 446120.532 | 430783.466 | 391648.4475 | 341924.9335 | 301016.383 | 229597.514 | 233125.477 | 195527.984 | 126184.832 | 108639.525 | 77582.6975 | 68845.823 | 61281.0215 | 56518.0655 | 48633.8127 | 28727.79 | 25812.0207 | 24721.4029 | 19414.3548
NEM | Brown Coal | 179807.621 | 131780.61 | 127468.85 | 108264.328 | 99680.7665 | 83842.88 | 67509.481 | 63083.9745 | 50511.626 | 46556.7725 | 43309 | 41641.614 | 39058.2165 | 36943.818 | 35098.6925 | 32619.972 | 29426.5648 | 25821.1152 | 26068.1273 | 25743.3677 | 24417.2785 | 19872.3355 | 11716.0448 | 10964.629 | 10519.682
NEM | CCGT | 863790.776 | 470936.1303 | 450580.9094 | 446559.0082 | 354117.1258 | 216453.4202 | 207005.1206 | 184677.6635 | 182302.3667 | 225207.6051 | 197919.1939 | 228236.4741 | 262988.7371 | 209214.8011 | 167854.0526 | 124274.5166 | 114057.1504 | 124978.7026 | 114605.8931 | 112362.9925 | 100549.0456 | 106761.3172 | 68574.9641 | 54990.4975 | 34077.1893
NEM | Gas - Steam | 72447.2658 | 60323.5429 | 64596.8558 | 6854.0627 | 6362.5953 | 6473.3454 | 6207.7082 | 5908.5128 | 5621.0827 | 5382.8044 | 5273.035 | 5675.8949 | 6266.215 | 8445.83 | 4401.863 | 4455.716 | 6645.7155 | 7793.3165 | 0 | 0 | 0 | 0 | 0 | 0 | 0
NEM | OCGT / Diesel | 45775.8617 | 22669.3383 | 30858.5471 | 21386.4435 | 15436.5393 | 4666.6081 | 3401.2474 | 1588.1258 | 87.6501 | 5192.4999 | 2801.9345 | 7981.3305 | 8483.1195 | 8870.0734 | 5642.4952 | 6340.5775 | 16810.0325 | 11203.4774 | 31048.559 | 23009.2902 | 26521.5036 | 26385.7356 | 61882.4857 | 35531.933 | 32938.4022
NEM | Hydro | 0 | 0 | 0 | 0 | 0 | 0 | 0 | 0 | 0 | 0 | 0 | 0 | 0 | 0 | 0 | 0 | 0 | 0 | 0 | 0 | 0 | 0 | 0 | 0 | 0
NEM | Wind | 0 | 0 | 0 | 0 | 0 | 0 | 0 | 0 | 0 | 0 | 0 | 0 | 0 | 0 | 0 | 0 | 0 | 0 | 0 | 0 | 0 | 0 | 0 | 0 | 0
NEM | Solar PV | 0 | 0 | 0 | 0 | 0 | 0 | 0 | 0 | 0 | 0 | 0 | 0 | 0 | 0 | 0 | 0 | 0 | 0 | 0 | 0 | 0 | 0 | 0 | 0 | 0
NEM | LS Battery | 0 | 0 | 0 | 0 | 0 | 0 | 0 | 0 | 0 | 0 | 0 | 0 | 0 | 0 | 0 | 0 | 0 | 0 | 0 | 0 | 0 | 0 | 0 | 0 | 0
NEM | Pumped Hydro | 0 | 0 | 0 | 0 | 0 | 0 | 0 | 0 | 0 | 0 | 0 | 0 | 0 | 0 | 0 | 0 | 0 | 0 | 0 | 0 | 0 | 0 | 0 | 0 | 0
NEM | VPP | 0 | 0 | 0 | 0 | 0 | 0 | 0 | 0 | 0 | 0 | 0 | 0 | 0 | 0 | 0 | 0 | 0 | 0 | 0 | 0 | 0 | 0 | 0 | 0 | 0
Total excluding storage |  | 2644948.9685 | 1667647.6124 | 1553429.5333 | 1366948.9525 | 1155300.2879 | 839807.1992 | 730244.0893 | 686041.7426 | 630171.1729 | 624264.6154 | 550319.5464 | 513132.8276 | 549921.7651 | 459002.5065 | 339181.9353 | 276330.3071 | 244522.1606 | 238642.4347 | 233003.601 | 217633.7159 | 200121.6404 | 181747.1784 | 167985.5153 | 126208.4624 | 96949.6284
Region | Technology | 2021-22 | 2022-23 | 2023-24 | 2024-25 | 2025-26 | 2026-27 | 2027-28 | 2028-29 | 2029-30 | 2030-31 | 2031-32 | 2032-33 | 2033-34 | 2034-35 | 2035-36 | 2036-37 | 2037-38 | 2038-39 | 2039-40 | 2040-41 | 2041-42 | 2042-43 | 2043-44 | 2044-45 | 2045-46
NSW1 | Black Coal | 889610.712 | 619012.226 | 555540.83 | 472097.384 | 400694.794 | 273868.151 | 222817.672 | 226052.96 | 198968.468 | 169646.006 | 143374.33 | 99731.348 | 105242.89 | 87929.362 | 32589.553 | 36599.144 | 19677.348 | 18055.736 | 17274.98 | 14282.704 | 14222.002 | 0 | 0 | 0 | 0
NSW1 | Brown Coal | 0 | 0 | 0 | 0 | 0 | 0 | 0 | 0 | 0 | 0 | 0 | 0 | 0 | 0 | 0 | 0 | 0 | 0 | 0 | 0 | 0 | 0 | 0 | 0 | 0
NSW1 | CCGT | 175843.216 | 81109.4963 | 88081.1548 | 92473.0753 | 82091.9865 | 68306.2193 | 63446.119 | 49918.0992 | 62311.2587 | 78134.8528 | 57959.5264 | 65885.9471 | 75602.0112 | 57970.4528 | 39395.7421 | 26473.7476 | 36672.2041 | 42958.7097 | 39142.8705 | 35869.9058 | 32775.9781 | 37030.0379 | 7091.4068 | 0.11064 | 0.10114
NSW1 | Gas - Steam | 0 | 0 | 0 | 0 | 0 | 0 | 0 | 0 | 0 | 0 | 0 | 0 | 0 | 0 | 0 | 0 | 0 | 0 | 0 | 0 | 0 | 0 | 0 | 0 | 0
NSW1 | OCGT / Diesel | 132.0123 | 0.30123 | 55.5325 | 186.409 | 0.28696 | 0.24533 | 0.24487 | 0.24029 | 0.24701 | 0.27071 | 0.23854 | 367.7079 | 0.29152 | 0.25259 | 67.7385 | 596.0566 | 1432.8263 | 0.19877 | 4652.9354 | 2347.0735 | 4526.6972 | 6619.6672 | 26586.3013 | 17847.0957 | 13865.4548
NSW1 | Hydro | 0 | 0 | 0 | 0 | 0 | 0 | 0 | 0 | 0 | 0 | 0 | 0 | 0 | 0 | 0 | 0 | 0 | 0 | 0 | 0 | 0 | 0 | 0 | 0 | 0
NSW1 | Wind | 0 | 0 | 0 | 0 | 0 | 0 | 0 | 0 | 0 | 0 | 0 | 0 | 0 | 0 | 0 | 0 | 0 | 0 | 0 | 0 | 0 | 0 | 0 | 0 | 0
NSW1 | Solar PV | 0 | 0 | 0 | 0 | 0 | 0 | 0 | 0 | 0 | 0 | 0 | 0 | 0 | 0 | 0 | 0 | 0 | 0 | 0 | 0 | 0 | 0 | 0 | 0 | 0
NSW1 | LS Battery | 0 | 0 | 0 | 0 | 0 | 0 | 0 | 0 | 0 | 0 | 0 | 0 | 0 | 0 | 0 | 0 | 0 | 0 | 0 | 0 | 0 | 0 | 0 | 0 | 0
NSW1 | Pumped Hydro | 0 | 0 | 0 | 0 | 0 | 0 | 0 | 0 | 0 | 0 | 0 | 0 | 0 | 0 | 0 | 0 | 0 | 0 | 0 | 0 | 0 | 0 | 0 | 0 | 0
NSW1 | VPP | 0 | 0 | 0 | 0 | 0 | 0 | 0 | 0 | 0 | 0 | 0 | 0 | 0 | 0 | 0 | 0 | 0 | 0 | 0 | 0 | 0 | 0 | 0 | 0 | 0
Total excluding storage |  | 1065585.9403 | 700122.0235 | 643677.5173 | 564756.8683 | 482787.0675 | 342174.6156 | 286264.0359 | 275971.2995 | 261279.9737 | 247781.1295 | 201334.0949 | 165985.0029 | 180845.1928 | 145900.0674 | 72053.0336 | 63668.9482 | 57782.3784 | 61014.6445 | 61070.7858 | 52499.6833 | 51524.6772 | 43649.705 | 33677.7081 | 17847.2063 | 13865.556
Region | Technology | 2021-22 | 2022-23 | 2023-24 | 2024-25 | 2025-26 | 2026-27 | 2027-28 | 2028-29 | 2029-30 | 2030-31 | 2031-32 | 2032-33 | 2033-34 | 2034-35 | 2035-36 | 2036-37 | 2037-38 | 2038-39 | 2039-40 | 2040-41 | 2041-42 | 2042-43 | 2043-44 | 2044-45 | 2045-46
QLD1 | Black Coal | 593516.732 | 362925.765 | 324383.541 | 311787.726 | 279008.467 | 254502.7945 | 223302.86 | 204730.506 | 192679.9795 | 172278.9275 | 157642.053 | 129866.166 | 127882.587 | 107598.622 | 93595.279 | 72040.381 | 57905.3495 | 50790.087 | 44006.0415 | 42235.3615 | 34411.8107 | 28727.79 | 25812.0207 | 24721.4029 | 19414.3548
QLD1 | Brown Coal | 0 | 0 | 0 | 0 | 0 | 0 | 0 | 0 | 0 | 0 | 0 | 0 | 0 | 0 | 0 | 0 | 0 | 0 | 0 | 0 | 0 | 0 | 0 | 0 | 0
QLD1 | CCGT | 465473.124 | 251608.9656 | 252227.1651 | 260555.3489 | 187356.8577 | 113390.6764 | 109695.3528 | 111316.6916 | 96064.0133 | 110486.3671 | 118447.3567 | 125678.115 | 143786.4111 | 111418.6912 | 109084.4243 | 81467.4375 | 77384.6104 | 82019.673 | 75462.702 | 76492.7896 | 67772.7686 | 69730.9828 | 61483.267 | 54990.1218 | 34076.8412
QLD1 | Gas - Steam | 0 | 0 | 0 | 0 | 0 | 0 | 0 | 0 | 0 | 0 | 0 | 0 | 0 | 0 | 0 | 0 | 0 | 0 | 0 | 0 | 0 | 0 | 0 | 0 | 0
QLD1 | OCGT / Diesel | 4292.8294 | 0.33127 | 0.32882 | 0.33037 | 0.28799 | 0.2717 | 0.26216 | 0.26987 | 0.2643 | 0.34927 | 0.34295 | 0.37489 | 0.26593 | 0.16334 | 0.15714 | 88.9614 | 2411.1335 | 0.15237 | 5086.959 | 1719.0414 | 1727.4044 | 2815.9608 | 2181.5574 | 3919.7932 | 7939.4923
QLD1 | Hydro | 0 | 0 | 0 | 0 | 0 | 0 | 0 | 0 | 0 | 0 | 0 | 0 | 0 | 0 | 0 | 0 | 0 | 0 | 0 | 0 | 0 | 0 | 0 | 0 | 0
QLD1 | Wind | 0 | 0 | 0 | 0 | 0 | 0 | 0 | 0 | 0 | 0 | 0 | 0 | 0 | 0 | 0 | 0 | 0 | 0 | 0 | 0 | 0 | 0 | 0 | 0 | 0
QLD1 | Solar PV | 0 | 0 | 0 | 0 | 0 | 0 | 0 | 0 | 0 | 0 | 0 | 0 | 0 | 0 | 0 | 0 | 0 | 0 | 0 | 0 | 0 | 0 | 0 | 0 | 0
QLD1 | LS Battery | 0 | 0 | 0 | 0 | 0 | 0 | 0 | 0 | 0 | 0 | 0 | 0 | 0 | 0 | 0 | 0 | 0 | 0 | 0 | 0 | 0 | 0 | 0 | 0 | 0
QLD1 | Pumped Hydro | 0 | 0 | 0 | 0 | 0 | 0 | 0 | 0 | 0 | 0 | 0 | 0 | 0 | 0 | 0 | 0 | 0 | 0 | 0 | 0 | 0 | 0 | 0 | 0 | 0
QLD1 | VPP | 0 | 0 | 0 | 0 | 0 | 0 | 0 | 0 | 0 | 0 | 0 | 0 | 0 | 0 | 0 | 0 | 0 | 0 | 0 | 0 | 0 | 0 | 0 | 0 | 0
Total excluding storage |  | 1063282.6854 | 614535.0618 | 576611.0349 | 572343.4053 | 466365.6127 | 367893.7426 | 332998.475 | 316047.4675 | 288744.2571 | 282765.6438 | 276089.7527 | 255544.6559 | 271669.264 | 219017.4765 | 202679.8605 | 153596.7799 | 137701.0934 | 132809.9124 | 124555.7025 | 120447.1925 | 103911.9837 | 101274.7336 | 89476.8451 | 83631.318 | 61430.6883
Region | Technology | 2021-22 | 2022-23 | 2023-24 | 2024-25 | 2025-26 | 2026-27 | 2027-28 | 2028-29 | 2029-30 | 2030-31 | 2031-32 | 2032-33 | 2033-34 | 2034-35 | 2035-36 | 2036-37 | 2037-38 | 2038-39 | 2039-40 | 2040-41 | 2041-42 | 2042-43 | 2043-44 | 2044-45 | 2045-46
VIC1 | Black Coal | 0 | 0 | 0 | 0 | 0 | 0 | 0 | 0 | 0 | 0 | 0 | 0 | 0 | 0 | 0 | 0 | 0 | 0 | 0 | 0 | 0 | 0 | 0 | 0 | 0
VIC1 | Brown Coal | 179807.621 | 131780.61 | 127468.85 | 108264.328 | 99680.7665 | 83842.88 | 67509.481 | 63083.9745 | 50511.626 | 46556.7725 | 43309 | 41641.614 | 39058.2165 | 36943.818 | 35098.6925 | 32619.972 | 29426.5648 | 25821.1152 | 26068.1273 | 25743.3677 | 24417.2785 | 19872.3355 | 11716.0448 | 10964.629 | 10519.682
VIC1 | CCGT | 0 | 0.20435 | 0.20824 | 0.20003 | 0.19128 | 0.17698 | 0.17265 | 0.16447 | 0.16045 | 0.16182 | 0.14264 | 0.1558 | 0.15255 | 0.13858 | 0.12702 | 0.12057 | 0.12361 | 0.1189 | 0.11761 | 0.10963 | 0.11093 | 0.11067 | 0.10669 | 0.096655 | 0.089803
VIC1 | Gas - Steam | 2988.643 | 1655.4109 | 1727.9918 | 292.9307 | 0.11533 | 317.0404 | 167.7577 | 0.056281 | 0.074193 | 0.10442 | 0.067032 | 787.1974 | 1437.152 | 3888.099 | 4401.863 | 4455.716 | 6645.7155 | 7793.3165 | 0 | 0 | 0 | 0 | 0 | 0 | 0
VIC1 | OCGT / Diesel | 1387.4284 | 1678.2987 | 1142.6654 | 77.4479 | 0.49639 | 0.42118 | 0.42349 | 0.38797 | 0.39717 | 0.40122 | 0.30906 | 323.2803 | 210.2133 | 0.30879 | 813.4977 | 1723.0844 | 4738.1252 | 3127.1289 | 10172.6217 | 8487.1664 | 8157.8363 | 7414.2194 | 18308.8969 | 12585.6316 | 10389.6804
VIC1 | Hydro | 0 | 0 | 0 | 0 | 0 | 0 | 0 | 0 | 0 | 0 | 0 | 0 | 0 | 0 | 0 | 0 | 0 | 0 | 0 | 0 | 0 | 0 | 0 | 0 | 0
VIC1 | Wind | 0 | 0 | 0 | 0 | 0 | 0 | 0 | 0 | 0 | 0 | 0 | 0 | 0 | 0 | 0 | 0 | 0 | 0 | 0 | 0 | 0 | 0 | 0 | 0 | 0
VIC1 | Solar PV | 0 | 0 | 0 | 0 | 0 | 0 | 0 | 0 | 0 | 0 | 0 | 0 | 0 | 0 | 0 | 0 | 0 | 0 | 0 | 0 | 0 | 0 | 0 | 0 | 0
VIC1 | LS Battery | 0 | 0 | 0 | 0 | 0 | 0 | 0 | 0 | 0 | 0 | 0 | 0 | 0 | 0 | 0 | 0 | 0 | 0 | 0 | 0 | 0 | 0 | 0 | 0 | 0
VIC1 | Pumped Hydro | 0 | 0 | 0 | 0 | 0 | 0 | 0 | 0 | 0 | 0 | 0 | 0 | 0 | 0 | 0 | 0 | 0 | 0 | 0 | 0 | 0 | 0 | 0 | 0 | 0
VIC1 | VPP | 0 | 0 | 0 | 0 | 0 | 0 | 0 | 0 | 0 | 0 | 0 | 0 | 0 | 0 | 0 | 0 | 0 | 0 | 0 | 0 | 0 | 0 | 0 | 0 | 0
Total excluding storage |  | 184183.6924 | 135114.5239 | 130339.7155 | 108634.9067 | 99681.5695 | 84160.5185 | 67677.8349 | 63084.5832 | 50512.2578 | 46557.44 | 43309.5187 | 42752.2475 | 40705.7343 | 40832.3644 | 40314.1802 | 38798.8929 | 40810.5292 | 36741.6795 | 36240.8666 | 34230.6438 | 32575.2257 | 27286.6656 | 30025.0484 | 23550.3573 | 20909.4522
Region | Technology | 2021-22 | 2022-23 | 2023-24 | 2024-25 | 2025-26 | 2026-27 | 2027-28 | 2028-29 | 2029-30 | 2030-31 | 2031-32 | 2032-33 | 2033-34 | 2034-35 | 2035-36 | 2036-37 | 2037-38 | 2038-39 | 2039-40 | 2040-41 | 2041-42 | 2042-43 | 2043-44 | 2044-45 | 2045-46
SA1 | Black Coal | 0 | 0 | 0 | 0 | 0 | 0 | 0 | 0 | 0 | 0 | 0 | 0 | 0 | 0 | 0 | 0 | 0 | 0 | 0 | 0 | 0 | 0 | 0 | 0 | 0
SA1 | Brown Coal | 0 | 0 | 0 | 0 | 0 | 0 | 0 | 0 | 0 | 0 | 0 | 0 | 0 | 0 | 0 | 0 | 0 | 0 | 0 | 0 | 0 | 0 | 0 | 0 | 0
SA1 | CCGT | 222474.436 | 138217.3835 | 110272.2642 | 93530.2727 | 84667.9941 | 34756.2533 | 33863.3844 | 23442.5987 | 23926.8199 | 36586.0887 | 21512.0491 | 36672.1246 | 43600.0335 | 39825.4036 | 19373.6538 | 16333.1111 | 0.11318 | 0.10834 | 0.10626 | 0.099298 | 0.10213 | 0.10256 | 0.10206 | 0.092631 | 0.08605
SA1 | Gas - Steam | 69458.6228 | 58668.132 | 62868.864 | 6561.132 | 6362.48 | 6156.305 | 6039.9505 | 5908.4565 | 5621.0085 | 5382.7 | 5272.968 | 4888.6975 | 4829.063 | 4557.731 | 0 | 0 | 0 | 0 | 0 | 0 | 0 | 0 | 0 | 0 | 0
SA1 | OCGT / Diesel | 39963.3028 | 20990.3041 | 29659.8493 | 21122.1006 | 15435.3675 | 4665.5702 | 3400.2182 | 1587.0998 | 86.6112 | 5191.3119 | 2800.9158 | 7289.8008 | 8272.1717 | 8869.2083 | 4705.2947 | 3923.1441 | 8114.6356 | 8027.0925 | 10836.9408 | 10124.764 | 11550.3639 | 9194.5038 | 13692.8406 | 281.2953 | 91.7668
SA1 | Hydro | 0 | 0 | 0 | 0 | 0 | 0 | 0 | 0 | 0 | 0 | 0 | 0 | 0 | 0 | 0 | 0 | 0 | 0 | 0 | 0 | 0 | 0 | 0 | 0 | 0
SA1 | Wind | 0 | 0 | 0 | 0 | 0 | 0 | 0 | 0 | 0 | 0 | 0 | 0 | 0 | 0 | 0 | 0 | 0 | 0 | 0 | 0 | 0 | 0 | 0 | 0 | 0
SA1 | Solar PV | 0 | 0 | 0 | 0 | 0 | 0 | 0 | 0 | 0 | 0 | 0 | 0 | 0 | 0 | 0 | 0 | 0 | 0 | 0 | 0 | 0 | 0 | 0 | 0 | 0
SA1 | LS Battery | 0 | 0 | 0 | 0 | 0 | 0 | 0 | 0 | 0 | 0 | 0 | 0 | 0 | 0 | 0 | 0 | 0 | 0 | 0 | 0 | 0 | 0 | 0 | 0 | 0
SA1 | Pumped Hydro | 0 | 0 | 0 | 0 | 0 | 0 | 0 | 0 | 0 | 0 | 0 | 0 | 0 | 0 | 0 | 0 | 0 | 0 | 0 | 0 | 0 | 0 | 0 | 0 | 0
SA1 | VPP | 0 | 0 | 0 | 0 | 0 | 0 | 0 | 0 | 0 | 0 | 0 | 0 | 0 | 0 | 0 | 0 | 0 | 0 | 0 | 0 | 0 | 0 | 0 | 0 | 0
Total excluding storage |  | 331896.3616 | 217875.8196 | 202800.9776 | 121213.5053 | 106465.8416 | 45578.1285 | 43303.5531 | 30938.155 | 29634.4396 | 47160.1006 | 29585.9329 | 48850.6228 | 56701.2682 | 53252.3429 | 24078.9485 | 20256.2552 | 8114.7488 | 8027.2008 | 10837.0471 | 10124.8633 | 11550.466 | 9194.6063 | 13692.9427 | 281.388 | 91.8528
Region | Technology | 2021-22 | 2022-23 | 2023-24 | 2024-25 | 2025-26 | 2026-27 | 2027-28 | 2028-29 | 2029-30 | 2030-31 | 2031-32 | 2032-33 | 2033-34 | 2034-35 | 2035-36 | 2036-37 | 2037-38 | 2038-39 | 2039-40 | 2040-41 | 2041-42 | 2042-43 | 2043-44 | 2044-45 | 2045-46
TAS1 | Black Coal | 0 | 0 | 0 | 0 | 0 | 0 | 0 | 0 | 0 | 0 | 0 | 0 | 0 | 0 | 0 | 0 | 0 | 0 | 0 | 0 | 0 | 0 | 0 | 0 | 0
TAS1 | Brown Coal | 0 | 0 | 0 | 0 | 0 | 0 | 0 | 0 | 0 | 0 | 0 | 0 | 0 | 0 | 0 | 0 | 0 | 0 | 0 | 0 | 0 | 0 | 0 | 0 | 0
TAS1 | CCGT | 0 | 0.080591 | 0.11701 | 0.11122 | 0.096206 | 0.094206 | 0.091703 | 0.10944 | 0.11431 | 0.13471 | 0.119 | 0.13172 | 0.12869 | 0.11496 | 0.10533 | 0.099891 | 0.099108 | 0.092572 | 0.09681 | 0.088115 | 0.085937 | 0.083347 | 0.081486 | 0.075721 | 0.071176
TAS1 | Gas - Steam | 0 | 0 | 0 | 0 | 0 | 0 | 0 | 0 | 0 | 0 | 0 | 0 | 0 | 0 | 0 | 0 | 0 | 0 | 0 | 0 | 0 | 0 | 0 | 0 | 0
TAS1 | OCGT / Diesel | 0.28876 | 0.10304 | 0.17106 | 0.15562 | 0.10046 | 0.099739 | 0.098743 | 0.12785 | 0.13042 | 0.16679 | 0.12814 | 0.16667 | 0.17706 | 0.14039 | 55.8072 | 9.3309 | 113.3119 | 48.9049 | 299.1021 | 331.2449 | 559.2018 | 341.3845 | 1112.8895 | 898.1171 | 652.0079
TAS1 | Hydro | 0 | 0 | 0 | 0 | 0 | 0 | 0 | 0 | 0 | 0 | 0 | 0 | 0 | 0 | 0 | 0 | 0 | 0 | 0 | 0 | 0 | 0 | 0 | 0 | 0
TAS1 | Wind | 0 | 0 | 0 | 0 | 0 | 0 | 0 | 0 | 0 | 0 | 0 | 0 | 0 | 0 | 0 | 0 | 0 | 0 | 0 | 0 | 0 | 0 | 0 | 0 | 0
TAS1 | Solar PV | 0 | 0 | 0 | 0 | 0 | 0 | 0 | 0 | 0 | 0 | 0 | 0 | 0 | 0 | 0 | 0 | 0 | 0 | 0 | 0 | 0 | 0 | 0 | 0 | 0
TAS1 | LS Battery | 0 | 0 | 0 | 0 | 0 | 0 | 0 | 0 | 0 | 0 | 0 | 0 | 0 | 0 | 0 | 0 | 0 | 0 | 0 | 0 | 0 | 0 | 0 | 0 | 0
TAS1 | Pumped Hydro | 0 | 0 | 0 | 0 | 0 | 0 | 0 | 0 | 0 | 0 | 0 | 0 | 0 | 0 | 0 | 0 | 0 | 0 | 0 | 0 | 0 | 0 | 0 | 0 | 0
TAS1 | VPP | 0 | 0 | 0 | 0 | 0 | 0 | 0 | 0 | 0 | 0 | 0 | 0 | 0 | 0 | 0 | 0 | 0 | 0 | 0 | 0 | 0 | 0 | 0 | 0 | 0
Total excluding storage |  | 0.28876 | 0.18363 | 0.28807 | 0.26684 | 0.19666 | 0.19394 | 0.19045 | 0.2373 | 0.24473 | 0.3015 | 0.24714 | 0.29839 | 0.30575 | 0.25536 | 55.9125 | 9.4308 | 113.411 | 48.9975 | 299.1989 | 331.333 | 559.2877 | 341.4679 | 1112.971 | 898.1928 | 652.0791

## BaseCase_Build Cost
New generation build cost (CAPEX) by technology ($000s) - Base Case, Step Change Scenario
CAPEX (Install) | Real June 2019 dollars discounted to June 2020. The total capital costs are annualised for modelling purposes.
Explicitly modelled generation
Region | Technology | 2021-22 | 2022-23 | 2023-24 | 2024-25 | 2025-26 | 2026-27 | 2027-28 | 2028-29 | 2029-30 | 2030-31 | 2031-32 | 2032-33 | 2033-34 | 2034-35 | 2035-36 | 2036-37 | 2037-38 | 2038-39 | 2039-40 | 2040-41 | 2041-42 | 2042-43 | 2043-44 | 2044-45 | 2045-46
NEM | Black Coal | 0 | 0 | 0 | 0 | 0 | 0 | 0 | 0 | 0 | 0 | 0 | 0 | 0 | 0 | 0 | 0 | 0 | 0 | 0 | 0 | 0 | 0 | 0 | 0 | 0
NEM | Brown Coal | 0 | 0 | 0 | 0 | 0 | 0 | 0 | 0 | 0 | 0 | 0 | 0 | 0 | 0 | 0 | 0 | 0 | 0 | 0 | 0 | 0 | 0 | 0 | 0 | 0
NEM | CCGT | 0 | 4.1596 | 0.2826 | 0.0011963 | 0 | 0.00026102 | 0.00038541 | 0.058994 | 0.032604 | 0.083513 | 0.0071421 | 0.17213 | 0.007925 | 0.00037863 | 0.00025163 | 0.00058408 | 0.1107 | 0.0056497 | 0.020323 | 0.00082338 | 0.018848 | 0.033721 | 0.0042674 | 0.00011382 | 6.9643e-05
NEM | Gas - Steam | 0 | 0 | 0 | 0 | 0 | 0 | 0 | 0 | 0 | 0 | 0 | 0 | 0 | 0 | 0 | 0 | 0 | 0 | 0 | 0 | 0 | 0 | 0 | 0 | 0
NEM | OCGT / Diesel | 4.9223 | 0.08018 | 0.45645 | 0.24588 | 0.13505 | 0.1486 | 0.17619 | 0.17992 | 0.17082 | 0.19148 | 0.14512 | 0.21748 | 0.19037 | 0.13052 | 40483.7466 | 0.11671 | 59849.4952 | 0.075155 | 0.094217 | 0.061014 | 0.059517 | 18718.3419 | 25722.0223 | 7029.0842 | 2705.0979
NEM | Hydro | 0 | 0 | 0 | 0 | 0 | 0 | 0 | 0 | 0 | 0 | 0 | 0 | 0 | 0 | 0 | 0 | 0 | 0 | 0 | 0 | 0 | 0 | 0 | 0 | 0
NEM | Wind | 0 | 12324757.4429 | 4712029.0838 | 1525599.499 | 1355910.3006 | 240149.5951 | 153028.0851 | 2039434.4735 | 1144428.6923 | 485353.7737 | 0.16688 | 2377305.5472 | 520504.8331 | 0.85512 | 133694.4744 | 173649.661 | 930950.9552 | 485429.0931 | 79128.8916 | 4.1716 | 265917.4974 | 463454.2089 | 18605.9034 | 0.021871 | 0.011125
NEM | Solar PV | 1912275.2445 | 0.019798 | 0.069807 | 608319.0417 | 3.7943 | 2423265.8816 | 1018222.5363 | 1012341.8328 | 77372.1936 | 136089.6533 | 62737.1766 | 795109.4284 | 0.083852 | 0.0095629 | 0.70474 | 0.98863 | 921762.6107 | 1.4764 | 64732.6579 | 151098.9493 | 67855.1135 | 102314.9518 | 0.11396 | 0.0011701 | 0.0028636
NEM | LS Battery | 15.1514 | 2.6821 | 2.4392 | 1.7347 | 0.77747 | 3459069.0045 | 724999.8569 | 10.8934 | 0.17452 | 0.07679 | 0.027894 | 0.047443 | 0.00064105 | 8.7607e-05 | 0 | 0 | 0 | 8.5703e-05 | 0.00030249 | 0.0014246 | 0.067935 | 0.046452 | 0.017395 | 0.016484 | 0.016376
NEM | Pumped Hydro | 0 | 0 | 0 | 77.6652 | 3.9193 | 7.1587 | 18.5257 | 16.4635 | 65.5089 | 159299.6423 | 0.12165 | 715512.021 | 0.12327 | 0.046069 | 0.1934 | 0.082522 | 1196849.0306 | 0.19311 | 0.26308 | 0.33201 | 380045.4401 | 53697.6792 | 0.0090458 | 0.25385 | 0.0023839
NEM | VPP | 0 | 0 | 0 | 0 | 0 | 0 | 0 | 0 | 0 | 0 | 0 | 0 | 0 | 0 | 0 | 0 | 0 | 0 | 0 | 0 | 0 | 0 | 0 | 0 | 0
Total excluding storage |  | 1912280.1668 | 12324761.7025 | 4712029.8926 | 2133918.7878 | 1355914.2299 | 2663415.6255 | 1171250.798 | 3051776.5451 | 1221801.0893 | 621443.7019 | 62737.4957 | 3172415.3653 | 520505.1153 | 0.99558 | 174178.9259 | 173650.7669 | 1912563.1719 | 485430.6503 | 143861.6641 | 151103.1828 | 333772.6892 | 584487.5363 | 44328.0439 | 7029.1073 | 2705.1119
Region | Technology | 2021-22 | 2022-23 | 2023-24 | 2024-25 | 2025-26 | 2026-27 | 2027-28 | 2028-29 | 2029-30 | 2030-31 | 2031-32 | 2032-33 | 2033-34 | 2034-35 | 2035-36 | 2036-37 | 2037-38 | 2038-39 | 2039-40 | 2040-41 | 2041-42 | 2042-43 | 2043-44 | 2044-45 | 2045-46
NSW1 | Black Coal | 0 | 0 | 0 | 0 | 0 | 0 | 0 | 0 | 0 | 0 | 0 | 0 | 0 | 0 | 0 | 0 | 0 | 0 | 0 | 0 | 0 | 0 | 0 | 0 | 0
NSW1 | Brown Coal | 0 | 0 | 0 | 0 | 0 | 0 | 0 | 0 | 0 | 0 | 0 | 0 | 0 | 0 | 0 | 0 | 0 | 0 | 0 | 0 | 0 | 0 | 0 | 0 | 0
NSW1 | CCGT | 0 | 0.95104 | 0.16042 | 0.0008459 | 0 | 0 | 0.00023294 | 0.00050701 | 0.002689 | 0.021136 | 0.00039085 | 0.071056 | 0.00073436 | 7.3439e-05 | 5.5657e-05 | 5.5487e-05 | 0.048719 | 0.00024474 | 0.00016855 | 4.0361e-05 | 0.00044605 | 0.01665 | 0.0001477 | 1.4977e-05 | 9.7426e-06
NSW1 | Gas - Steam | 0 | 0 | 0 | 0 | 0 | 0 | 0 | 0 | 0 | 0 | 0 | 0 | 0 | 0 | 0 | 0 | 0 | 0 | 0 | 0 | 0 | 0 | 0 | 0 | 0
NSW1 | OCGT / Diesel | 1.7028 | 0.019083 | 0.26865 | 0.1272 | 0.036022 | 0.029577 | 0.037847 | 0.036771 | 0.034351 | 0.043488 | 0.042944 | 0.079014 | 0.068183 | 0.039328 | 40483.6577 | 0.024055 | 59849.174 | 0.019801 | 0.03305 | 0.016045 | 0.014447 | 18718.3094 | 25721.9742 | 7028.8962 | 2705.0941
NSW1 | Hydro | 0 | 0 | 0 | 0 | 0 | 0 | 0 | 0 | 0 | 0 | 0 | 0 | 0 | 0 | 0 | 0 | 0 | 0 | 0 | 0 | 0 | 0 | 0 | 0 | 0
NSW1 | Wind | 0 | 4085393.7094 | 2271223.0815 | 5.3357 | 2.6677 | 1.6611 | 0.63336 | 74350.4565 | 14697.4922 | 149661.0012 | 0.06475 | 477537.0682 | 261841.1382 | 0.012108 | 0.043989 | 0.023446 | 0.11588 | 13373.4021 | 1820.2742 | 3.9673 | 219357.7485 | 29295.587 | 0.0031913 | 0.0010922 | 0.001208
NSW1 | Solar PV | 1912245.4509 | 0.016948 | 0.028261 | 608318.0379 | 2.1437 | 1897672.6485 | 726413.2303 | 617796.7387 | 77371.4873 | 7724.3576 | 0.0044708 | 354192.4327 | 0.026701 | 0.0029651 | 0.070468 | 0.023461 | 403021.8387 | 0.91142 | 64732.0045 | 0.016835 | 21097.1868 | 0.13878 | 0.013708 | 0.00015433 | 0.00022307
NSW1 | LS Battery | 8.7298 | 1.2008 | 1.6369 | 1.3101 | 0.11563 | 1346569.1423 | 697404.4051 | 0.47808 | 0.097569 | 0.05248 | 0.015794 | 0.044993 | 0.00029419 | 0 | 0 | 0 | 0 | 2.7976e-05 | 0.00016311 | 0.00051207 | 0.035312 | 0.029415 | 0.0075428 | 0.011574 | 0.0049849
NSW1 | Pumped Hydro | 0 | 0 | 0 | 50.0527 | 0.010683 | 3.6926 | 2.5913 | 6.6359 | 30.6385 | 1597.8307 | 0.047763 | 365893.4943 | 0.031096 | 0.01131 | 0.15587 | 0.026714 | 578515.5857 | 0.032153 | 0.07294 | 0.05182 | 3.4721 | 0.019738 | 0.0015861 | 0.012584 | 0.00057972
NSW1 | VPP | 0 | 0 | 0 | 0 | 0 | 0 | 0 | 0 | 0 | 0 | 0 | 0 | 0 | 0 | 0 | 0 | 0 | 0 | 0 | 0 | 0 | 0 | 0 | 0 | 0
Total excluding storage |  | 1912247.1537 | 4085394.6965 | 2271223.5389 | 608323.5017 | 4.8474 | 1897674.3392 | 726413.9017 | 692147.2324 | 92069.0165 | 157385.4233 | 0.11256 | 831729.651 | 261841.2339 | 0.054474 | 40483.7722 | 0.071017 | 462871.1772 | 13374.3336 | 66552.312 | 4.0002 | 240454.9502 | 48014.0518 | 25721.9912 | 7028.8975 | 2705.0955
Region | Technology | 2021-22 | 2022-23 | 2023-24 | 2024-25 | 2025-26 | 2026-27 | 2027-28 | 2028-29 | 2029-30 | 2030-31 | 2031-32 | 2032-33 | 2033-34 | 2034-35 | 2035-36 | 2036-37 | 2037-38 | 2038-39 | 2039-40 | 2040-41 | 2041-42 | 2042-43 | 2043-44 | 2044-45 | 2045-46
QLD1 | Black Coal | 0 | 0 | 0 | 0 | 0 | 0 | 0 | 0 | 0 | 0 | 0 | 0 | 0 | 0 | 0 | 0 | 0 | 0 | 0 | 0 | 0 | 0 | 0 | 0 | 0
QLD1 | Brown Coal | 0 | 0 | 0 | 0 | 0 | 0 | 0 | 0 | 0 | 0 | 0 | 0 | 0 | 0 | 0 | 0 | 0 | 0 | 0 | 0 | 0 | 0 | 0 | 0 | 0
QLD1 | CCGT | 0 | 0.927 | 0.00025033 | 0 | 0 | 0 | 0 | 0.00018433 | 0.00036119 | 0.0038851 | 0.0064174 | 0.013375 | 0.0062742 | 0.00010953 | 0.00013423 | 0.00026096 | 0.034106 | 6.0905e-05 | 9.3343e-05 | 0.00021335 | 0.00039488 | 0.0048439 | 2.6866e-05 | 1.9894e-05 | 1.5503e-05
QLD1 | Gas - Steam | 0 | 0 | 0 | 0 | 0 | 0 | 0 | 0 | 0 | 0 | 0 | 0 | 0 | 0 | 0 | 0 | 0 | 0 | 0 | 0 | 0 | 0 | 0 | 0 | 0
QLD1 | OCGT / Diesel | 0.82127 | 0.018076 | 0.037088 | 0.037748 | 0.01798 | 0.02976 | 0.033578 | 0.036511 | 0.03311 | 0.033623 | 0.03086 | 0.030331 | 0.030613 | 0.022544 | 0.024217 | 0.02428 | 0.24107 | 0.00095181 | 0.00087357 | 0.00069767 | 0.00075979 | 0.0008854 | 0.00067467 | 0.0006779 | 0.0010464
QLD1 | Hydro | 0 | 0 | 0 | 0 | 0 | 0 | 0 | 0 | 0 | 0 | 0 | 0 | 0 | 0 | 0 | 0 | 0 | 0 | 0 | 0 | 0 | 0 | 0 | 0 | 0
QLD1 | Wind | 0 | 6785418.3604 | 344659.3463 | 713130.0987 | 1355881.7343 | 72634.1862 | 0.015697 | 589496.5659 | 397832.7092 | 94702.7832 | 0.050164 | 1009489.1289 | 233820.5771 | 0.64775 | 133694.3818 | 173649.5305 | 667191.8064 | 3.1234 | 0.0075706 | 0.0953 | 1.5306 | 122656.2137 | 18600.8521 | 0.0032271 | 0.0011726
QLD1 | Solar PV | 8.2041 | 0 | 0.0013879 | 0.010606 | 0.0079921 | 24650.0211 | 0.16352 | 228711.1921 | 0.019091 | 128364.974 | 62737.1671 | 440892.977 | 0.047244 | 0.002627 | 0.023211 | 0.21416 | 198408.0214 | 0.30826 | 0.0098036 | 151098.9129 | 19278.6335 | 72664.4306 | 0.00074281 | 0.00050883 | 0.00071914
QLD1 | LS Battery | 1.566 | 0.37984 | 0.29581 | 0.11021 | 0.20755 | 1054845.2924 | 27595.1026 | 0.22425 | 0.016985 | 0.0049528 | 0.0013264 | 0.00072259 | 9.1799e-05 | 0 | 0 | 0 | 0 | 0 | 3.2166e-05 | 8.1644e-05 | 0.013775 | 0.0036216 | 7.1332e-05 | 0.00086607 | 0.0006263
QLD1 | Pumped Hydro | 0 | 0 | 0 | 8.1407 | 2.3014 | 0.0029841 | 0.57431 | 4.1063 | 13.8321 | 99.9913 | 0.011902 | 336068.8869 | 0.02271 | 0.0030973 | 0.01137 | 0.010676 | 618332.4049 | 0.014393 | 0.027029 | 0.035943 | 174328.6332 | 53696.1905 | 8.3304e-05 | 9.1283e-05 | 3.5661e-05
QLD1 | VPP | 0 | 0 | 0 | 0 | 0 | 0 | 0 | 0 | 0 | 0 | 0 | 0 | 0 | 0 | 0 | 0 | 0 | 0 | 0 | 0 | 0 | 0 | 0 | 0 | 0
Total excluding storage |  | 9.0253 | 6785419.3055 | 344659.3851 | 713130.1471 | 1355881.7603 | 97284.237 | 0.21279 | 818207.7947 | 397832.7618 | 223067.7947 | 62737.2545 | 1450382.1496 | 233820.6612 | 0.67303 | 133694.4294 | 173649.7692 | 865600.103 | 3.4326 | 0.018341 | 151099.0092 | 19280.1653 | 195320.6501 | 18600.8536 | 0.0044337 | 0.0029536
Region | Technology | 2021-22 | 2022-23 | 2023-24 | 2024-25 | 2025-26 | 2026-27 | 2027-28 | 2028-29 | 2029-30 | 2030-31 | 2031-32 | 2032-33 | 2033-34 | 2034-35 | 2035-36 | 2036-37 | 2037-38 | 2038-39 | 2039-40 | 2040-41 | 2041-42 | 2042-43 | 2043-44 | 2044-45 | 2045-46
VIC1 | Black Coal | 0 | 0 | 0 | 0 | 0 | 0 | 0 | 0 | 0 | 0 | 0 | 0 | 0 | 0 | 0 | 0 | 0 | 0 | 0 | 0 | 0 | 0 | 0 | 0 | 0
VIC1 | Brown Coal | 0 | 0 | 0 | 0 | 0 | 0 | 0 | 0 | 0 | 0 | 0 | 0 | 0 | 0 | 0 | 0 | 0 | 0 | 0 | 0 | 0 | 0 | 0 | 0 | 0
VIC1 | CCGT | 0 | 0.99833 | 0.00061669 | 0.00015494 | 0 | 0 | 0 | 0.00012464 | 0.00034357 | 0.0014636 | 9.8688e-05 | 0.031979 | 0.00022661 | 5.8378e-05 | 0 | 8.5216e-05 | 0.010934 | 0.0032002 | 0.0064166 | 0.00023836 | 0.0076736 | 0.0047266 | 0.00021045 | 1.3832e-05 | 9.9291e-06
VIC1 | Gas - Steam | 0 | 0 | 0 | 0 | 0 | 0 | 0 | 0 | 0 | 0 | 0 | 0 | 0 | 0 | 0 | 0 | 0 | 0 | 0 | 0 | 0 | 0 | 0 | 0 | 0
VIC1 | OCGT / Diesel | 0.80788 | 0.019305 | 0.036737 | 0.035468 | 0.033102 | 0.028389 | 0.035541 | 0.031597 | 0.035011 | 0.038581 | 0.022472 | 0.036475 | 0.030958 | 0.022883 | 0.021221 | 0.022852 | 0.025821 | 0.019485 | 0.019625 | 0.015269 | 0.01432 | 0.010956 | 0.014226 | 0.011214 | 0.0013961
VIC1 | Hydro | 0 | 0 | 0 | 0 | 0 | 0 | 0 | 0 | 0 | 0 | 0 | 0 | 0 | 0 | 0 | 0 | 0 | 0 | 0 | 0 | 0 | 0 | 0 | 0 | 0
VIC1 | Wind | 0 | 111.721 | 1200296.5161 | 360201.531 | 25.8314 | 0.51057 | 9.1421 | 754744.5882 | 91702.4483 | 5.9199 | 0.0089648 | 527714.9732 | 24842.0207 | 0.16606 | 0.025944 | 0.062637 | 104780.7355 | 335587.6591 | 33236.1384 | 0.08301 | 46551.9249 | 275314.7562 | 0.05903 | 0.0016185 | 0.0017489
VIC1 | Solar PV | 3.8527 | 0.00062284 | 0.0035324 | 0.91133 | 0.45481 | 221480.6542 | 26690.9469 | 165833.4048 | 0.57992 | 0.12145 | 0.00055907 | 0.076435 | 0.00040982 | 0.00012358 | 0.60983 | 0.74839 | 297520.5943 | 0.10454 | 0.0056444 | 0.00092115 | 27478.8161 | 0.0038548 | 0.0072444 | 0.000257 | 0.00024261
VIC1 | LS Battery | 1.675 | 0.37671 | 0.15324 | 0.1638 | 0.14347 | 427068.9955 | 0.031801 | 0.017508 | 0.0059829 | 0.0010037 | 0.00021782 | 0.00010674 | 4.0099e-05 | 0 | 0 | 0 | 0 | 0 | 2.4904e-05 | 4.5768e-05 | 0.0058859 | 0.0037799 | 0.0026887 | 0.0013762 | 0.0013753
VIC1 | Pumped Hydro | 0 | 0 | 0 | 9.6821 | 1.2782 | 2.6412 | 13.674 | 0.0070303 | 16.951 | 9.2544 | 0.0057461 | 977.2008 | 0.021247 | 0.013019 | 0.0097899 | 0.016538 | 0.28911 | 0.057462 | 0.012976 | 0.022707 | 205712.366 | 0.072797 | 0.0017062 | 0.00095112 | 0.00053505
VIC1 | VPP | 0 | 0 | 0 | 0 | 0 | 0 | 0 | 0 | 0 | 0 | 0 | 0 | 0 | 0 | 0 | 0 | 0 | 0 | 0 | 0 | 0 | 0 | 0 | 0 | 0
Total excluding storage |  | 4.6605 | 112.7392 | 1200296.557 | 360202.4779 | 26.3193 | 221481.1931 | 26700.1246 | 920578.0247 | 91703.0635 | 6.0814 | 0.032095 | 527715.1181 | 24842.0523 | 0.18913 | 0.65699 | 0.83396 | 402301.3666 | 335587.7864 | 33236.1701 | 0.099439 | 74030.763 | 275314.7757 | 0.080711 | 0.013104 | 0.0033975
Region | Technology | 2021-22 | 2022-23 | 2023-24 | 2024-25 | 2025-26 | 2026-27 | 2027-28 | 2028-29 | 2029-30 | 2030-31 | 2031-32 | 2032-33 | 2033-34 | 2034-35 | 2035-36 | 2036-37 | 2037-38 | 2038-39 | 2039-40 | 2040-41 | 2041-42 | 2042-43 | 2043-44 | 2044-45 | 2045-46
SA1 | Black Coal | 0 | 0 | 0 | 0 | 0 | 0 | 0 | 0 | 0 | 0 | 0 | 0 | 0 | 0 | 0 | 0 | 0 | 0 | 0 | 0 | 0 | 0 | 0 | 0 | 0
SA1 | Brown Coal | 0 | 0 | 0 | 0 | 0 | 0 | 0 | 0 | 0 | 0 | 0 | 0 | 0 | 0 | 0 | 0 | 0 | 0 | 0 | 0 | 0 | 0 | 0 | 0 | 0
SA1 | CCGT | 0 | 0.88765 | 0.0014527 | 0.00019543 | 0 | 0 | 0 | 0.00010702 | 0.00018159 | 0.00034448 | 0.00011889 | 0.028946 | 0.00055288 | 0.00013729 | 6.1745e-05 | 0.00011679 | 0.016329 | 0.0018837 | 0.0045543 | 0.00025998 | 0.0089692 | 0.0055778 | 0.00262 | 2.2666e-05 | 8.1907e-06
SA1 | Gas - Steam | 0 | 0 | 0 | 0 | 0 | 0 | 0 | 0 | 0 | 0 | 0 | 0 | 0 | 0 | 0 | 0 | 0 | 0 | 0 | 0 | 0 | 0 | 0 | 0 | 0
SA1 | OCGT / Diesel | 0.80615 | 0.019239 | 0.070412 | 0.012508 | 0.026407 | 0.026385 | 0.034074 | 0.033113 | 0.033753 | 0.035838 | 0.024944 | 0.034992 | 0.030159 | 0.024724 | 0.02211 | 0.022901 | 0.029304 | 0.016795 | 0.020583 | 0.015036 | 0.016114 | 0.0098825 | 0.02203 | 0.16465 | 0.00015146
SA1 | Hydro | 0 | 0 | 0 | 0 | 0 | 0 | 0 | 0 | 0 | 0 | 0 | 0 | 0 | 0 | 0 | 0 | 0 | 0 | 0 | 0 | 0 | 0 | 0 | 0 | 0
SA1 | Wind | 0 | 1212999.5698 | 242214.1807 | 452262.5095 | 0.063774 | 1.6625 | 0.063025 | 352734.4471 | 421061.1553 | 3.9896 | 0.013938 | 108540.8984 | 1.081 | 0.024352 | 0.019687 | 0.036762 | 136596.0057 | 94891.6494 | 8982.0812 | 0.024512 | 6.2869 | 36187.6465 | 4.9869 | 0.014943 | 0.0057458
SA1 | Solar PV | 16.6667 | 0.0022277 | 0.036328 | 0.081247 | 1.1874 | 279459.7525 | 265118.0861 | 0.49227 | 0.10682 | 0.18645 | 0.0020253 | 1.6408 | 0.0093319 | 0.0037994 | 0.0011756 | 0.0022897 | 0.32578 | 0.14711 | 0.62257 | 0.018624 | 0.47705 | 29650.3785 | 0.092262 | 0.00024455 | 0.0016739
SA1 | LS Battery | 1.7145 | 0.35346 | 0.2416 | 0.066207 | 0.16176 | 630582.0821 | 0.031465 | 0.048232 | 0.0066022 | 0.0053935 | 0.0036812 | 0.00096631 | 0.000134 | 4.8339e-05 | 0 | 0 | 0 | 2.675e-05 | 3.9046e-05 | 0.00010312 | 0.0090245 | 0.0062498 | 0.003961 | 0.00072664 | 0.0080581
SA1 | Pumped Hydro | 0 | 0 | 0 | 5.9759 | 0.28937 | 0.69373 | 1.4675 | 0.12151 | 1.0936 | 0.81393 | 0.021557 | 2.4613 | 0.034712 | 0.0094273 | 0.011272 | 0.021507 | 0.7137 | 0.071223 | 0.12656 | 0.21504 | 0.89303 | 1.3086 | 0.0021197 | 0.23895 | 0.00074998
SA1 | VPP | 0 | 0 | 0 | 0 | 0 | 0 | 0 | 0 | 0 | 0 | 0 | 0 | 0 | 0 | 0 | 0 | 0 | 0 | 0 | 0 | 0 | 0 | 0 | 0 | 0
Total excluding storage |  | 17.4729 | 1213000.479 | 242214.2889 | 452262.6035 | 1.2776 | 279461.4414 | 265118.1832 | 352734.9726 | 421061.296 | 4.2123 | 0.041026 | 108542.6031 | 1.1211 | 0.053013 | 0.043035 | 0.062069 | 136596.3771 | 94891.8152 | 8982.7289 | 0.058432 | 6.789 | 65838.0405 | 5.1038 | 0.17986 | 0.0075793
Region | Technology | 2021-22 | 2022-23 | 2023-24 | 2024-25 | 2025-26 | 2026-27 | 2027-28 | 2028-29 | 2029-30 | 2030-31 | 2031-32 | 2032-33 | 2033-34 | 2034-35 | 2035-36 | 2036-37 | 2037-38 | 2038-39 | 2039-40 | 2040-41 | 2041-42 | 2042-43 | 2043-44 | 2044-45 | 2045-46
TAS1 | Black Coal | 0 | 0 | 0 | 0 | 0 | 0 | 0 | 0 | 0 | 0 | 0 | 0 | 0 | 0 | 0 | 0 | 0 | 0 | 0 | 0 | 0 | 0 | 0 | 0 | 0
TAS1 | Brown Coal | 0 | 0 | 0 | 0 | 0 | 0 | 0 | 0 | 0 | 0 | 0 | 0 | 0 | 0 | 0 | 0 | 0 | 0 | 0 | 0 | 0 | 0 | 0 | 0 | 0
TAS1 | CCGT | 0 | 0.3956 | 0.11986 | 0 | 0 | 0.00026102 | 0.00015247 | 0.058071 | 0.029029 | 0.056683 | 0.00011625 | 0.026777 | 0.00013686 | 0 | 0 | 6.5631e-05 | 0.00061318 | 0.00026005 | 0.0090904 | 7.1332e-05 | 0.001364 | 0.0019232 | 0.0012625 | 4.2452e-05 | 2.6277e-05
TAS1 | Gas - Steam | 0 | 0 | 0 | 0 | 0 | 0 | 0 | 0 | 0 | 0 | 0 | 0 | 0 | 0 | 0 | 0 | 0 | 0 | 0 | 0 | 0 | 0 | 0 | 0 | 0
TAS1 | OCGT / Diesel | 0.78423 | 0.0044769 | 0.043564 | 0.03295 | 0.02154 | 0.034494 | 0.035146 | 0.041924 | 0.034594 | 0.039952 | 0.023895 | 0.036672 | 0.030453 | 0.02104 | 0.021391 | 0.022627 | 0.025014 | 0.018123 | 0.020087 | 0.013965 | 0.013876 | 0.010779 | 0.011214 | 0.01143 | 0.0011641
TAS1 | Hydro | 0 | 0 | 0 | 0 | 0 | 0 | 0 | 0 | 0 | 0 | 0 | 0 | 0 | 0 | 0 | 0 | 0 | 0 | 0 | 0 | 0 | 0 | 0 | 0 | 0
TAS1 | Wind | 0 | 240834.0823 | 653635.9591 | 0.024085 | 0.0033362 | 167511.5747 | 153018.231 | 268108.4157 | 219134.8873 | 240980.0798 | 0.029061 | 254023.4785 | 0.016071 | 0.0048539 | 0.0029079 | 0.0076425 | 22382.2917 | 41573.259 | 35090.3901 | 0.001519 | 0.0064382 | 0.0055644 | 0.0021706 | 0.00099025 | 0.0012502
TAS1 | Solar PV | 1.0701 | 0 | 0.00029731 | 0.00057646 | 0.00035534 | 2.8053 | 0.10947 | 0.0049328 | 0.00052744 | 0.013759 | 0.0024914 | 22.3015 | 0.00016582 | 4.7879e-05 | 5.2075e-05 | 0.00034132 | 22811.8306 | 0.0050718 | 0.015379 | 0 | 8.3262e-06 | 7.4888e-06 | 6.2825e-06 | 5.3579e-06 | 4.8874e-06
TAS1 | LS Battery | 1.4661 | 0.37124 | 0.11166 | 0.084422 | 0.14906 | 3.4922 | 0.28582 | 10.1253 | 0.047384 | 0.01296 | 0.0068746 | 0.0006543 | 8.0957e-05 | 3.9268e-05 | 0 | 0 | 0 | 3.0977e-05 | 4.3258e-05 | 0.00068201 | 0.0039368 | 0.0033859 | 0.0031311 | 0.0019406 | 0.0013314
TAS1 | Pumped Hydro | 0 | 0 | 0 | 3.8138 | 0.039677 | 0.12825 | 0.2186 | 5.5927 | 2.9936 | 157591.752 | 0.034683 | 12569.9777 | 0.0135 | 0.0092155 | 0.0051022 | 0.0070866 | 0.037126 | 0.017876 | 0.023577 | 0.0064913 | 0.075671 | 0.087518 | 0.0035505 | 0.0012796 | 0.00048346
TAS1 | VPP | 0 | 0 | 0 | 0 | 0 | 0 | 0 | 0 | 0 | 0 | 0 | 0 | 0 | 0 | 0 | 0 | 0 | 0 | 0 | 0 | 0 | 0 | 0 | 0 | 0
Total excluding storage |  | 1.8544 | 240834.4824 | 653636.1228 | 0.057611 | 0.025232 | 167514.4148 | 153018.3757 | 268108.5207 | 219134.9515 | 240980.1902 | 0.055563 | 254045.8435 | 0.046826 | 0.025942 | 0.024351 | 0.030677 | 45194.1479 | 41573.2825 | 35090.4347 | 0.015556 | 0.021687 | 0.018274 | 0.014653 | 0.012469 | 0.0024455

## BaseCase_REZ Tx Cost
REZ transmission expansion cost by region ($000s) - Base Case, Step Change Scenario
REZ Expansion | Real June 2019 dollars discounted to June 2020. As with the total capital costs, the REZ transmission expansion costs are annualised for modelling purposes.
Explicitly modelled generation
Region | Technology | 2021-22 | 2022-23 | 2023-24 | 2024-25 | 2025-26 | 2026-27 | 2027-28 | 2028-29 | 2029-30 | 2030-31 | 2031-32 | 2032-33 | 2033-34 | 2034-35 | 2035-36 | 2036-37 | 2037-38 | 2038-39 | 2039-40 | 2040-41 | 2041-42 | 2042-43 | 2043-44 | 2044-45 | 2045-46
NSW1 | Transmission | 0.46872 | 40041.2451 | 223701.6187 | 115692.4923 | 0.11665 | 359467.4828 | 175498.0057 | 124563.5719 | 19152.9908 | 32824.5058 | 0.015588 | 100058.012 | 55312.8517 | 0.0044323 | 0.0079259 | 0.0057975 | 0.41059 | 0.21012 | 0.1574 | 0.88172 | 46626.2253 | 6472.3242 | 0.01284 | 0.00043738 | 0.00041471
QLD1 | Transmission | 0.54044 | 232175.4868 | 0.25947 | 0.14641 | 137316.1187 | 32476.5886 | 0.084043 | 402297.6242 | 40140.8994 | 36961.4238 | 13475.177 | 137609.0102 | 24379.7084 | 0.59065 | 122969.8841 | 154830.5759 | 688844.3037 | 0.93527 | 0.019555 | 38716.2228 | 4998.5212 | 135460.3031 | 17686.0644 | 0.0040357 | 0.0022312
VIC1 | Transmission | 0.16957 | 0.018331 | 0.011651 | 39732.937 | 0.012376 | 0.23723 | 0.12276 | 3450.7401 | 0.15185 | 0.047735 | 0.00040771 | 36336.1149 | 0.060785 | 0.012009 | 0.00044138 | 0.00066997 | 5120.5195 | 17619.2266 | 2600.2187 | 0.0021957 | 3682.5027 | 8755.1896 | 0.0071723 | 0.00017459 | 0.00027397
SA1 | Transmission | 0.65937 | 4.1145 | 21408.2394 | 63529.6758 | 0.10049 | 0.53654 | 0.05985 | 72100.4059 | 64465.5244 | 0.50504 | 0.0059222 | 16831.7186 | 0.18626 | 0.010911 | 0.0081994 | 0.013797 | 67165.2823 | 32140.7301 | 3061.8954 | 0.025016 | 2.5657 | 35087.1728 | 0.91467 | 0.0077934 | 0.0040159
TAS1 | Transmission | 0 | 0.0061885 | 15411.1554 | 0.0018768 | 0.0019423 | 0.036167 | 0.0036477 | 0.0030131 | 0.0016736 | 6914.4681 | 0.00091986 | 17012.7898 | 0.0014471 | 0.00046359 | 0.00028016 | 0.00053126 | 0.0021563 | 0.041954 | 0.15676 | 0.00022011 | 0.00071627 | 0.00060162 | 0.00022157 | 0.00014259 | 0.00015048
NEM | Total | 1.8381 | 272220.8708 | 260521.2847 | 218955.2534 | 137316.3502 | 391944.8814 | 175498.276 | 602412.3452 | 123759.5681 | 76700.9504 | 13475.1999 | 307847.6455 | 79692.8086 | 0.61847 | 122969.901 | 154830.5967 | 761130.5183 | 49761.144 | 5662.4478 | 38717.1319 | 55309.8156 | 185774.9902 | 17686.9993 | 0.012584 | 0.0070863

## BaseCase_USE+DSP Cost
USE & DSP cost by region ($000s) - Base Case, Step Change Scenario
USE & DSP | Real June 2019 dollars discounted to June 2020
Explicitly modelled generation
Region | Technology | 2021-22 | 2022-23 | 2023-24 | 2024-25 | 2025-26 | 2026-27 | 2027-28 | 2028-29 | 2029-30 | 2030-31 | 2031-32 | 2032-33 | 2033-34 | 2034-35 | 2035-36 | 2036-37 | 2037-38 | 2038-39 | 2039-40 | 2040-41 | 2041-42 | 2042-43 | 2043-44 | 2044-45 | 2045-46
NSW1 | USE & DSP | 980.599 | 1.756 | 26891.8743 | 90204.2914 | 1.7909 | 1.7352 | 1.7514 | 1.7643 | 1.7999 | 1.8725 | 1.8135 | 109.7453 | 2.0043 | 1.9282 | 210.5773 | 515.028 | 5195.3289 | 3827.2826 | 15475.9558 | 21642.2229 | 19059.7129 | 34890.8732 | 53712.0693 | 38814.0587 | 32202.4404
QLD1 | USE & DSP | 0.35906 | 0.34502 | 0.34675 | 0.34879 | 0.34509 | 0.34245 | 0.34262 | 0.34793 | 0.34896 | 0.35343 | 0.35597 | 0.35861 | 0.37063 | 0.35759 | 0.35831 | 0.39731 | 2397.9549 | 0.38167 | 330.4916 | 363.5357 | 459.8127 | 1338.9712 | 1518.8141 | 1239.31 | 1477.9206
VIC1 | USE & DSP | 0.33127 | 0.31763 | 0.32492 | 0.32517 | 0.32375 | 0.31438 | 0.31825 | 0.31548 | 0.32052 | 0.33691 | 0.31456 | 0.33762 | 0.35033 | 0.33794 | 0.32591 | 0.32839 | 158.9875 | 160.2227 | 2164.0369 | 3680.6001 | 5118.9462 | 5604.5983 | 14953.8287 | 10772.086 | 8837.6014
SA1 | USE & DSP | 0.30986 | 0.29704 | 24.8751 | 0.30521 | 0.30451 | 0.29374 | 0.2958 | 0.29524 | 0.29808 | 0.30995 | 0.29404 | 0.31297 | 0.32426 | 0.31859 | 33.1209 | 42.2458 | 230.1872 | 217.2177 | 694.5227 | 929.2537 | 1177.3213 | 1215.2396 | 2810.3407 | 2380.986 | 1576.8761
TAS1 | USE & DSP | 0.17731 | 0.1539 | 0.16789 | 0.16616 | 0.15374 | 0.15376 | 0.15407 | 0.16203 | 0.16356 | 0.17148 | 0.16267 | 0.1718 | 0.17527 | 0.16688 | 0.16156 | 0.16057 | 0.16645 | 0.16322 | 0.17063 | 0.16357 | 0.16634 | 0.16633 | 0.17227 | 14.3463 | 0.17064
NEM | Total | 981.7765 | 2.8696 | 26917.5889 | 90205.4368 | 2.918 | 2.8395 | 2.8622 | 2.8849 | 2.931 | 3.0443 | 2.9407 | 110.9263 | 3.2248 | 3.1092 | 244.5439 | 558.1601 | 7982.625 | 4205.2679 | 18665.1776 | 26615.776 | 25815.9595 | 43049.8486 | 72995.2251 | 53220.7871 | 44095.0092

## Option1_CF
Annual capacity factor by technology - SWNSW Option 1, Step Change Scenario
Explicitly modelled generation
Region | Technology | 2021-22 | 2022-23 | 2023-24 | 2024-25 | 2025-26 | 2026-27 | 2027-28 | 2028-29 | 2029-30 | 2030-31 | 2031-32 | 2032-33 | 2033-34 | 2034-35 | 2035-36 | 2036-37 | 2037-38 | 2038-39 | 2039-40 | 2040-41 | 2041-42 | 2042-43 | 2043-44 | 2044-45 | 2045-46
NEM | Black Coal | 53.1% | 39.01% | 40.23% | 40.5% | 37.54% | 31.54% | 31.75% | 32.56% | 33.74% | 36.37% | 33.66% | 35.81% | 38.11% | 35.03% | 34.28% | 35.66% | 36.55% | 37.54% | 38.67% | 38.42% | 34.31% | 37.56% | 35.32% | 36.06% | 35.6%
NEM | Brown Coal | 63.73% | 49.17% | 50.39% | 45.11% | 43.98% | 42.63% | 40.02% | 39.4% | 37.16% | 40.74% | 40.15% | 40.86% | 40.57% | 40.75% | 40.93% | 40.33% | 38.52% | 35.7% | 38.23% | 39.99% | 40.16% | 41.8% | 43.27% | 42.9% | 43.56%
NEM | CCGT | 64.36% | 36.02% | 38.57% | 40.88% | 29.46% | 16.43% | 16.38% | 15.33% | 13.77% | 18.15% | 16.56% | 20.35% | 25.04% | 20.34% | 17.24% | 15.17% | 18.72% | 21.96% | 22.99% | 23.77% | 22.29% | 25.41% | 20.32% | 19.37% | 22.69%
NEM | Gas - Steam | 7.288% | 6.63% | 7.075% | 0.7816% | 0.7385% | 0.7655% | 0.758% | 0.7385% | 0.7385% | 0.7385% | 0.7394% | 0.8628% | 0.8971% | 1.082% | 1.891% | 2.183% | 3.382% | 4.15% | - | - | - | - | - | - | -
NEM | OCGT / Diesel | 1.223% | 0.5836% | 0.8229% | 0.5602% | 0.4188% | 0.1312% | 0.09467% | 0.04934% | 0.001341% | 0.1793% | 0.09353% | 0.3105% | 0.3667% | 0.4086% | 0.2913% | 0.3112% | 0.7906% | 0.6195% | 1.723% | 1.467% | 1.712% | 1.75% | 3.926% | 2.666% | 2.546%
NEM | Hydro | 20.4% | 26.96% | 22.02% | 24.2% | 27.46% | 25.78% | 26.1% | 30.16% | 26.29% | 22.28% | 28.01% | 22.74% | 24.59% | 27.55% | 25.72% | 25.7% | 29.54% | 25.4% | 21.38% | 26.6% | 21.76% | 23.69% | 26.47% | 24.44% | 24.61%
NEM | Wind | 33.79% | 36.67% | 33.53% | 32.32% | 34.29% | 35.11% | 35.56% | 33.54% | 32.92% | 33.12% | 32.89% | 30.1% | 29.47% | 31.64% | 33.43% | 34.78% | 32.98% | 32.3% | 31.5% | 29.29% | 28.98% | 27.4% | 29.46% | 29.3% | 31.22%
NEM | Solar PV | 27.83% | 28.63% | 28.67% | 28.91% | 28.21% | 30.25% | 30.48% | 27.05% | 28.24% | 29.61% | 30.28% | 29.94% | 29.02% | 28.24% | 30.21% | 30.31% | 27.02% | 28.16% | 29.38% | 29.59% | 29.52% | 28.57% | 28.02% | 29.37% | 29.54%
NEM | LS Battery | 2.065% | 4.272% | 4.718% | 4.727% | 4.732% | 10.79% | 11.13% | 11.09% | 10.84% | 11.07% | 10.85% | 11.53% | 10.9% | 10.69% | 11.76% | 11.97% | 11.36% | 11.35% | 11.73% | 11.33% | 11.96% | 11.7% | 11.3% | 11.71% | 12.18%
NEM | Pumped Hydro | 0.4919% | 7.984% | 9.513% | 9.561% | 13.44% | 18.21% | 18.18% | 19.27% | 18.55% | 19.74% | 18.29% | 21.33% | 18.72% | 18.93% | 22.53% | 21.61% | 23.63% | 21.8% | 22.83% | 20.65% | 23.71% | 23.84% | 21.25% | 21.93% | 23.08%
NEM | VPP | 4.626% | 6.746% | 7.809% | 7.631% | 7.57% | 8.49% | 8.645% | 8.807% | 8.633% | 8.514% | 8.495% | 8.884% | 8.548% | 8.468% | 8.937% | 9.047% | 8.81% | 8.799% | 8.952% | 8.823% | 9.009% | 8.999% | 8.609% | 8.957% | 9.256%
Region | Technology | 2021-22 | 2022-23 | 2023-24 | 2024-25 | 2025-26 | 2026-27 | 2027-28 | 2028-29 | 2029-30 | 2030-31 | 2031-32 | 2032-33 | 2033-34 | 2034-35 | 2035-36 | 2036-37 | 2037-38 | 2038-39 | 2039-40 | 2040-41 | 2041-42 | 2042-43 | 2043-44 | 2044-45 | 2045-46
NSW1 | Black Coal | 53.63% | 41.82% | 44.51% | 44.93% | 40.94% | 29.68% | 31.6% | 32.12% | 34.65% | 38.84% | 33.1% | 40.1% | 42.87% | 40.45% | 28.55% | 34.59% | 40.22% | 39.52% | 40.19% | 35.03% | 37.11% | - | - | - | -
NSW1 | Brown Coal | bar: 2021-22 to 2045-46
NSW1 | CCGT | 57.03% | 25.21% | 29.93% | 33.36% | 29.95% | 28.21% | 27.32% | 22.6% | 26.02% | 34.52% | 26.76% | 32.39% | 39.37% | 31.73% | 22.32% | 15.87% | 23.21% | 28.83% | 27.84% | 26.91% | 25.91% | 31.15% | 17.67% | - | -
NSW1 | Gas - Steam | bar: 2021-22 to 2045-46
NSW1 | OCGT / Diesel | 0.01138% | 2.462e-05% | 0.005107% | 0.02035% | 2.798e-05% | 2.511e-05% | 2.65e-05% | 2.74e-05% | 2.682e-05% | 3.095e-05% | 2.873e-05% | 0.04626% | 4.076e-05% | 3.62e-05% | 0.01646% | 0.1233% | 0.1962% | 3.367e-05% | 0.7414% | 0.4212% | 0.7614% | 1.135% | 4.216% | 3.773% | 2.92%
NSW1 | Hydro | 8.897% | 10.85% | 10.54% | 13.38% | 14.79% | 15.08% | 15.52% | 18.93% | 16% | 14.75% | 14.11% | 13.5% | 15.08% | 15.88% | 15.09% | 15.2% | 18.79% | 15.24% | 13.76% | 12.39% | 12.41% | 14.57% | 14.27% | 13.69% | 13.99%
NSW1 | Wind | 33.57% | 34.92% | 32.68% | 30.89% | 34.94% | 35.39% | 34.81% | 30.64% | 28.53% | 29.87% | 30.15% | 29.99% | 28.84% | 30.94% | 31.9% | 32.04% | 30.51% | 27.74% | 27.88% | 26.3% | 27.79% | 26.99% | 28.38% | 28.08% | 29.05%
NSW1 | Solar PV | 26.29% | 27.08% | 26.78% | 28.65% | 28.02% | 30.53% | 30.83% | 27.58% | 28.26% | 29.93% | 30.52% | 29.88% | 29.05% | 28.19% | 30.44% | 30.49% | 27.54% | 28.25% | 29.77% | 29.71% | 29.54% | 28.68% | 27.95% | 29.58% | 29.63%
NSW1 | LS Battery | - | - | - | - | - | 11.65% | 11.8% | 11.81% | 11.12% | 11.65% | 11.81% | 12.25% | 11.72% | 11.45% | 12.48% | 12.63% | 12.01% | 11.81% | 12.32% | 11.94% | 12.42% | 12.11% | 11.92% | 12.43% | 12.85%
NSW1 | Pumped Hydro | 0.3496% | 6.505% | 7.79% | 9.177% | 14.16% | 20.7% | 20.67% | 21.86% | 20.85% | 21.99% | 20.39% | 23.28% | 19.94% | 20.81% | 24.86% | 23.75% | 26.27% | 23.27% | 24.57% | 20.88% | 23.8% | 24.02% | 21.74% | 21.83% | 23.25%
NSW1 | VPP | 2.878% | 5.644% | 6.842% | 6.774% | 7.032% | 8.508% | 8.652% | 8.696% | 8.38% | 8.545% | 8.662% | 9.039% | 8.871% | 8.475% | 9.004% | 9.107% | 8.868% | 8.864% | 8.982% | 9.206% | 9.119% | 9.18% | 8.826% | 9.41% | 9.494%
Region | Technology | 2021-22 | 2022-23 | 2023-24 | 2024-25 | 2025-26 | 2026-27 | 2027-28 | 2028-29 | 2029-30 | 2030-31 | 2031-32 | 2032-33 | 2033-34 | 2034-35 | 2035-36 | 2036-37 | 2037-38 | 2038-39 | 2039-40 | 2040-41 | 2041-42 | 2042-43 | 2043-44 | 2044-45 | 2045-46
QLD1 | Black Coal | 52.43% | 35.63% | 35.68% | 36.16% | 34.21% | 33.36% | 31.86% | 32.93% | 33.07% | 34.81% | 34% | 33.86% | 35.94% | 32.55% | 35.78% | 35.98% | 35.93% | 37.17% | 38.36% | 39.13% | 33.73% | 37.56% | 35.32% | 36.06% | 35.6%
QLD1 | Brown Coal | bar: 2021-22 to 2045-46
QLD1 | CCGT | 77.02% | 44.28% | 46.19% | 51.03% | 32.06% | 14.92% | 15.04% | 16.24% | 11.99% | 14.75% | 16.89% | 19.1% | 23.77% | 18.28% | 19.51% | 19.68% | 19.62% | 22.18% | 24.63% | 26.56% | 24.52% | 27.01% | 24.74% | 23.14% | 33.83%
QLD1 | Gas - Steam | bar: 2021-22 to 2045-46
QLD1 | OCGT / Diesel | 0.326% | 2.682e-05% | 2.821e-05% | 2.987e-05% | 2.082e-05% | 2.004e-05% | 1.989e-05% | 2.123e-05% | 2.158e-05% | 2.536e-05% | 2.603e-05% | 0.007227% | 3.063e-05% | 2.027e-05% | 2.058e-05% | 0.05249% | 0.3196% | 2.327e-05% | 0.8237% | 0.3003% | 0.3105% | 0.5573% | 0.453% | 0.9051% | 1.968%
QLD1 | Hydro | 52.55% | 52.43% | 52.49% | 52.33% | 51.62% | 49.51% | 49.66% | 50.24% | 50.02% | 49.8% | 50.35% | 49% | 50.03% | 46.55% | 48.47% | 47.82% | 34.8% | 32.06% | 31.57% | 30.12% | 33.41% | - | - | - | -
QLD1 | Wind | 36.45% | 39.69% | 36.35% | 32.55% | 36.1% | 35.84% | 38.42% | 37.65% | 36.44% | 36.95% | 33.67% | 30.92% | 28.17% | 32.44% | 33.27% | 36.13% | 35.48% | 35.51% | 35.06% | 29.29% | 29.71% | 26.91% | 30.58% | 28.95% | 31.52%
QLD1 | Solar PV | 30.29% | 31.02% | 31.18% | 29.77% | 29.16% | 31.01% | 30.94% | 25.77% | 28.51% | 29.69% | 31% | 30.5% | 29.6% | 29.13% | 30.87% | 30.87% | 26.29% | 28.47% | 29.67% | 30.68% | 30.21% | 29.37% | 28.94% | 30.16% | 30.38%
QLD1 | LS Battery | 1.329% | 5.379% | 6.305% | 6.128% | 6.688% | 10.85% | 10.92% | 10.22% | 10.91% | 10.98% | 10.46% | 11.72% | 11.02% | 10.11% | 11.49% | 11.58% | 10.46% | 11.23% | 11.4% | 11.96% | 12.06% | 11.98% | 11.36% | 11.59% | 11.8%
QLD1 | Pumped Hydro | 0.5518% | 8.607% | 10.24% | 9.722% | 10.56% | 8.223% | 8.235% | 8.904% | 9.326% | 10.15% | 8.086% | 15.62% | 14.96% | 12.67% | 15.13% | 14.76% | 18.33% | 18.72% | 19.17% | 20.37% | 22.28% | 22.75% | 20.09% | 21.22% | 21.4%
QLD1 | VPP | 6.284% | 7.896% | 8.716% | 8.475% | 8.943% | 8.874% | 9.019% | 8.646% | 8.941% | 8.828% | 8.575% | 9.107% | 8.86% | 8.685% | 8.855% | 9.135% | 8.391% | 8.71% | 8.889% | 9.11% | 9.024% | 9.174% | 8.898% | 8.937% | 9.128%
Region | Technology | 2021-22 | 2022-23 | 2023-24 | 2024-25 | 2025-26 | 2026-27 | 2027-28 | 2028-29 | 2029-30 | 2030-31 | 2031-32 | 2032-33 | 2033-34 | 2034-35 | 2035-36 | 2036-37 | 2037-38 | 2038-39 | 2039-40 | 2040-41 | 2041-42 | 2042-43 | 2043-44 | 2044-45 | 2045-46
VIC1 | Black Coal | bar: 2021-22 to 2045-46
VIC1 | Brown Coal | 63.73% | 49.17% | 50.39% | 45.11% | 43.98% | 42.63% | 40.02% | 39.4% | 37.16% | 40.74% | 40.15% | 40.86% | 40.57% | 40.75% | 40.93% | 40.33% | 38.52% | 35.7% | 38.23% | 39.99% | 40.16% | 41.8% | 43.27% | 42.9% | 43.56%
VIC1 | CCGT | bar: 2021-22 to 2045-46
VIC1 | Gas - Steam | 0.8544% | 0.4884% | 0.511% | 0.1122% | 4.062e-05% | 0.07027% | 0.05072% | 2.196e-05% | 2.963e-05% | 4.231e-05% | 0.00254% | 0.3233% | 0.4125% | 0.8928% | 1.891% | 2.183% | 3.382% | 4.15% | - | - | - | - | - | - | -
VIC1 | OCGT / Diesel | 0.09956% | 0.1165% | 0.07981% | 0.01389% | 3.706e-05% | 3.205e-05% | 3.317e-05% | 3.129e-05% | 3.314e-05% | 3.526e-05% | 2.853e-05% | 0.03188% | 0.02115% | 3.714e-05% | 0.1% | 0.1451% | 0.6042% | 0.4259% | 1.99% | 1.864% | 1.832% | 1.827% | 4.799% | 3.355% | 2.908%
VIC1 | Hydro | 14.62% | 14.71% | 13.43% | 16.37% | 16.84% | 15.88% | 16.05% | 20.23% | 16.8% | 14.42% | 14.38% | 13.05% | 16.09% | 16.5% | 15.76% | 15.78% | 19.95% | 16.57% | 14.24% | 14.1% | 12.9% | 15.83% | 16.29% | 15.39% | 15.5%
VIC1 | Wind | 33.6% | 36.22% | 31.23% | 31.8% | 33.05% | 34.49% | 35.01% | 31.43% | 32.65% | 31.49% | 33.92% | 29.2% | 30.3% | 31.56% | 34.27% | 34.8% | 30.81% | 31.03% | 29.6% | 31.37% | 28.24% | 27.62% | 29.32% | 30.32% | 31.31%
VIC1 | Solar PV | 28.27% | 28.15% | 29.21% | 27.82% | 26.51% | 28.28% | 28.55% | 26.39% | 27.57% | 28.07% | 27.96% | 28.96% | 27.73% | 26.56% | 27.96% | 28.26% | 26.58% | 27.59% | 27.98% | 27.53% | 28.59% | 27.01% | 26.65% | 27.5% | 27.88%
VIC1 | LS Battery | 2.26% | 4.302% | 4.524% | 4.657% | 4.491% | 10.1% | 10.2% | 10.91% | 10.32% | 9.827% | 9.692% | 9.718% | 8.73% | 10.24% | 11.11% | 11.45% | 11.55% | 11.15% | 11.34% | 9.455% | 11.39% | 10.86% | 10.13% | 10.92% | 11.77%
VIC1 | Pumped Hydro | - | - | - | - | - | - | - | - | - | - | - | - | - | - | - | - | - | - | - | - | 27.46% | 26.44% | 23.3% | 25.27% | 27.74%
VIC1 | VPP | 4.551% | 7.675% | 8.125% | 8.298% | 7.919% | 8.816% | 8.996% | 9.32% | 9.035% | 8.299% | 8.367% | 8.536% | 7.844% | 8.415% | 9.02% | 9.042% | 8.951% | 8.746% | 8.822% | 8.112% | 8.729% | 8.458% | 8.049% | 8.432% | 9.031%
Region | Technology | 2021-22 | 2022-23 | 2023-24 | 2024-25 | 2025-26 | 2026-27 | 2027-28 | 2028-29 | 2029-30 | 2030-31 | 2031-32 | 2032-33 | 2033-34 | 2034-35 | 2035-36 | 2036-37 | 2037-38 | 2038-39 | 2039-40 | 2040-41 | 2041-42 | 2042-43 | 2043-44 | 2044-45 | 2045-46
SA1 | Black Coal | bar: 2021-22 to 2045-46
SA1 | Brown Coal | bar: 2021-22 to 2045-46
SA1 | CCGT | 61.19% | 37.5% | 40.92% | 35.22% | 32.61% | 13.56% | 13.94% | 10% | 10.12% | 16.25% | 10% | 17.89% | 21.77% | 21.09% | 11.15% | 10% | - | - | - | - | - | - | - | - | -
SA1 | Gas - Steam | 10.78% | 10.47% | 11.18% | 1.2% | 1.2% | 1.2% | 1.2% | 1.2% | 1.2% | 1.2% | 1.2% | 1.2% | 1.2% | 1.2% | - | - | - | - | - | - | - | - | - | - | -
SA1 | OCGT / Diesel | 5.732% | 2.871% | 4.167% | 2.877% | 2.183% | 0.6841% | 0.4934% | 0.2571% | 0.006865% | 1.282% | 0.6689% | 2.695% | 3.129% | 3.475% | 2.447% | 2.094% | 4.582% | 4.872% | 6.858% | 6.796% | 7.954% | 6.803% | 10.18% | 0.8952% | 0.449%
SA1 | Hydro | bar: 2021-22 to 2045-46
SA1 | Wind | 33.02% | 33.36% | 29.85% | 31.44% | 30.24% | 33.09% | 32.57% | 30.47% | 30.47% | 30.41% | 31.1% | 27.37% | 28.63% | 26.93% | 31.24% | 31.84% | 30.84% | 30.78% | 29.96% | 29.75% | 28.07% | 26.9% | 25.31% | 27.96% | 30.43%
SA1 | Solar PV | 29.32% | 29.48% | 29.92% | 28.47% | 27.75% | 28.5% | 29.36% | 27.06% | 28.27% | 28.79% | 29.16% | 29.42% | 28.15% | 27.38% | 28.41% | 29.2% | 26.73% | 27.87% | 28.1% | 28.08% | 28.36% | 27.33% | 27.47% | 27.86% | 28.6%
SA1 | LS Battery | 2.43% | 3.438% | 3.633% | 3.722% | 3.393% | 9.418% | 9.926% | 10.39% | 10.1% | 10.08% | 9.096% | 9.99% | 9.294% | 9.417% | 10.19% | 10.79% | 10.68% | 10.15% | 10.55% | 9.231% | 10.58% | 10.29% | 9.799% | 9.934% | 10.8%
SA1 | Pumped Hydro | bar: 2021-22 to 2045-46
SA1 | VPP | 8.018% | 8.087% | 9.439% | 8.566% | 7.591% | 8.569% | 8.756% | 8.807% | 8.55% | 8.449% | 7.952% | 8.674% | 8.433% | 8.14% | 8.738% | 8.819% | 8.995% | 8.818% | 9.048% | 8.497% | 9.089% | 9.042% | 8.502% | 8.621% | 9.185%
Region | Technology | 2021-22 | 2022-23 | 2023-24 | 2024-25 | 2025-26 | 2026-27 | 2027-28 | 2028-29 | 2029-30 | 2030-31 | 2031-32 | 2032-33 | 2033-34 | 2034-35 | 2035-36 | 2036-37 | 2037-38 | 2038-39 | 2039-40 | 2040-41 | 2041-42 | 2042-43 | 2043-44 | 2044-45 | 2045-46
TAS1 | Black Coal | bar: 2021-22 to 2045-46
TAS1 | Brown Coal | bar: 2021-22 to 2045-46
TAS1 | CCGT | 0% | 7.561e-05% | 0.0001102% | 0.0001083% | 9.604e-05% | 9.647e-05% | 9.713e-05% | 0.00012% | 0.00013% | 0.0001586% | 0.0001474% | 0.0001717% | 0.0001758% | 0.0001669% | 0.0001584% | 0.0001579% | 0.0001648% | 0.0001621% | 0.0001784% | 0.0001712% | 0.0001757% | 0.00018% | 0.0001856% | 0.0001824% | 0.0001812%
TAS1 | Gas - Steam | bar: 2021-22 to 2045-46
TAS1 | OCGT / Diesel | 0.0001876% | 6.856e-05% | 0.0001157% | 0.0001098% | 7.272e-05% | 7.389e-05% | 7.581e-05% | 0.0001011% | 0.0001069% | 0.00014% | 0.0001142% | 0.0001544% | 0.0001728% | 0.00015% | 0.0514% | 0.0111% | 0.125% | 0.04928% | 0.3202% | 1.162% | 2.067% | 1.337% | 4.634% | 3.964% | 3.012%
TAS1 | Hydro | 37.53% | 56.7% | 42.21% | 42.99% | 51.61% | 46.9% | 47.27% | 52.17% | 46.5% | 37.32% | 56.83% | 41.77% | 42.75% | 51.32% | 46.89% | 46.73% | 51.88% | 46.24% | 37.38% | 56.06% | 41.54% | 42.51% | 51.29% | 46.38% | 46.46%
TAS1 | Wind | 35.76% | 41.84% | 43.75% | 43.52% | 37.73% | 37.74% | 33.17% | 38.51% | 37.73% | 37.19% | 38.08% | 34.03% | 35.47% | 37.83% | 39.48% | 40.99% | 36.35% | 34.54% | 31.44% | 29.98% | 32.07% | 30.84% | 33.07% | 32.81% | 36.43%
TAS1 | Solar PV | - | - | - | - | - | - | - | - | - | - | - | - | - | - | - | - | 21.56% | 22.89% | 22.39% | 21.71% | 21.96% | 22.03% | 20.38% | 21.46% | 20.69%
TAS1 | LS Battery | bar: 2021-22 to 2045-46
TAS1 | Pumped Hydro | - | - | - | - | - | - | - | - | - | 22.05% | 25.58% | 22.05% | 20.09% | 23.58% | 26.27% | 25.46% | 27.82% | 25.43% | 27.11% | 18.96% | 24.46% | 24.49% | 19.21% | 18.78% | 22.99%
TAS1 | VPP | 0.4161% | 0.2329% | 4.434% | 3.523% | 0.1241% | 0.2729% | 0.1874% | 7.42% | 6.553% | 7.053% | 8.736% | 8.24% | 6.914% | 8.307% | 8.768% | 8.164% | 9.93% | 9.096% | 10.11% | 7.981% | 9.56% | 9.565% | 8.125% | 8.678% | 9.415%
Explicitly modelled pumping
Region | Technology | 2021-22 | 2022-23 | 2023-24 | 2024-25 | 2025-26 | 2026-27 | 2027-28 | 2028-29 | 2029-30 | 2030-31 | 2031-32 | 2032-33 | 2033-34 | 2034-35 | 2035-36 | 2036-37 | 2037-38 | 2038-39 | 2039-40 | 2040-41 | 2041-42 | 2042-43 | 2043-44 | 2044-45 | 2045-46
NEM | LS Battery pump | 2.531% | 5.283% | 5.813% | 5.841% | 5.846% | 13.32% | 13.77% | 13.67% | 13.4% | 13.64% | 13.42% | 14.21% | 13.46% | 13.2% | 14.51% | 14.78% | 14.06% | 14% | 14.47% | 14.03% | 14.73% | 14.45% | 13.94% | 14.46% | 15.03%
NEM | Pumped Hydro pump | 0.8246% | 13.37% | 15.63% | 16.63% | 19.39% | 25.99% | 26.17% | 27.59% | 26.75% | 26.61% | 26.58% | 28.85% | 25.88% | 25.36% | 29.88% | 30.22% | 30.22% | 28.17% | 29.08% | 26.82% | 30.03% | 30.73% | 26.27% | 27.73% | 29.18%
NEM | VPP pump | 5.415% | 7.909% | 9.159% | 8.949% | 8.878% | 9.961% | 10.14% | 10.33% | 10.13% | 9.988% | 9.966% | 10.42% | 10.03% | 9.934% | 10.49% | 10.62% | 10.34% | 10.32% | 10.5% | 10.35% | 10.57% | 10.56% | 10.1% | 10.51% | 10.86%
Region | Technology | 2021-22 | 2022-23 | 2023-24 | 2024-25 | 2025-26 | 2026-27 | 2027-28 | 2028-29 | 2029-30 | 2030-31 | 2031-32 | 2032-33 | 2033-34 | 2034-35 | 2035-36 | 2036-37 | 2037-38 | 2038-39 | 2039-40 | 2040-41 | 2041-42 | 2042-43 | 2043-44 | 2044-45 | 2045-46
NSW1 | LS Battery pump | - | - | - | - | - | 14.38% | 14.59% | 14.55% | 13.76% | 14.36% | 14.62% | 15.09% | 14.46% | 14.13% | 15.41% | 15.59% | 14.87% | 14.54% | 15.21% | 14.78% | 15.29% | 14.95% | 14.71% | 15.35% | 15.87%
NSW1 | Pumped Hydro pump | 0.7896% | 12.82% | 14.83% | 16.9% | 19.7% | 28.09% | 28.3% | 29.77% | 28.66% | 28.22% | 28.53% | 30.54% | 26.99% | 26.96% | 31.83% | 32.43% | 32.6% | 29.61% | 30.56% | 26.88% | 29.76% | 30.97% | 26% | 27.25% | 29%
NSW1 | VPP pump | 3.359% | 6.612% | 8.022% | 7.942% | 8.245% | 9.982% | 10.15% | 10.2% | 9.831% | 10.02% | 10.16% | 10.61% | 10.41% | 9.942% | 10.56% | 10.69% | 10.4% | 10.4% | 10.54% | 10.8% | 10.7% | 10.77% | 10.36% | 11.04% | 11.14%
Region | Technology | 2021-22 | 2022-23 | 2023-24 | 2024-25 | 2025-26 | 2026-27 | 2027-28 | 2028-29 | 2029-30 | 2030-31 | 2031-32 | 2032-33 | 2033-34 | 2034-35 | 2035-36 | 2036-37 | 2037-38 | 2038-39 | 2039-40 | 2040-41 | 2041-42 | 2042-43 | 2043-44 | 2044-45 | 2045-46
QLD1 | LS Battery pump | 1.619% | 6.632% | 7.783% | 7.566% | 8.272% | 13.39% | 13.49% | 12.62% | 13.47% | 13.56% | 12.95% | 14.43% | 13.61% | 12.53% | 14.14% | 14.3% | 12.95% | 13.82% | 14.07% | 14.81% | 14.85% | 14.79% | 14.02% | 14.32% | 14.55%
QLD1 | Pumped Hydro pump | 0.8846% | 14.3% | 17.02% | 16.17% | 17.61% | 13.63% | 13.66% | 14.8% | 15.5% | 16.87% | 13.51% | 22.55% | 21.74% | 18.31% | 21.68% | 21.24% | 24.4% | 24.55% | 25.3% | 26.96% | 28.98% | 29.57% | 25.95% | 27.51% | 27.71%
QLD1 | VPP pump | 7.365% | 9.261% | 10.23% | 9.943% | 10.49% | 10.41% | 10.58% | 10.14% | 10.49% | 10.36% | 10.06% | 10.69% | 10.4% | 10.19% | 10.39% | 10.72% | 9.844% | 10.22% | 10.43% | 10.69% | 10.59% | 10.76% | 10.44% | 10.49% | 10.71%
Region | Technology | 2021-22 | 2022-23 | 2023-24 | 2024-25 | 2025-26 | 2026-27 | 2027-28 | 2028-29 | 2029-30 | 2030-31 | 2031-32 | 2032-33 | 2033-34 | 2034-35 | 2035-36 | 2036-37 | 2037-38 | 2038-39 | 2039-40 | 2040-41 | 2041-42 | 2042-43 | 2043-44 | 2044-45 | 2045-46
VIC1 | LS Battery pump | 2.771% | 5.333% | 5.564% | 5.77% | 5.544% | 12.47% | 12.64% | 13.43% | 12.78% | 12.09% | 11.97% | 12% | 10.79% | 12.62% | 13.72% | 14.14% | 14.26% | 13.81% | 13.95% | 11.72% | 14.02% | 13.46% | 12.46% | 13.49% | 14.53%
VIC1 | Pumped Hydro pump | - | - | - | - | - | - | - | - | - | - | - | - | - | - | - | - | - | - | - | - | 34.32% | 33.22% | 28.96% | 31.58% | 34.67%
VIC1 | VPP pump | 5.327% | 9.002% | 9.531% | 9.735% | 9.288% | 10.34% | 10.56% | 10.94% | 10.6% | 9.735% | 9.816% | 10.01% | 9.2% | 9.872% | 10.58% | 10.61% | 10.5% | 10.26% | 10.35% | 9.516% | 10.24% | 9.923% | 9.442% | 9.892% | 10.6%
Region | Technology | 2021-22 | 2022-23 | 2023-24 | 2024-25 | 2025-26 | 2026-27 | 2027-28 | 2028-29 | 2029-30 | 2030-31 | 2031-32 | 2032-33 | 2033-34 | 2034-35 | 2035-36 | 2036-37 | 2037-38 | 2038-39 | 2039-40 | 2040-41 | 2041-42 | 2042-43 | 2043-44 | 2044-45 | 2045-46
SA1 | LS Battery pump | 2.983% | 4.261% | 4.468% | 4.595% | 4.189% | 11.63% | 12.29% | 12.79% | 12.51% | 12.4% | 11.23% | 12.35% | 11.46% | 11.63% | 12.58% | 13.32% | 13.19% | 12.58% | 12.98% | 11.44% | 13.02% | 12.75% | 12.06% | 12.26% | 13.33%
SA1 | Pumped Hydro pump | bar: 2021-22 to 2045-46
SA1 | VPP pump | 9.405% | 9.487% | 11.08% | 10.05% | 8.903% | 10.05% | 10.27% | 10.33% | 10.03% | 9.912% | 9.327% | 10.18% | 9.893% | 9.549% | 10.25% | 10.35% | 10.55% | 10.35% | 10.62% | 9.969% | 10.66% | 10.61% | 9.974% | 10.11% | 10.78%
Region | Technology | 2021-22 | 2022-23 | 2023-24 | 2024-25 | 2025-26 | 2026-27 | 2027-28 | 2028-29 | 2029-30 | 2030-31 | 2031-32 | 2032-33 | 2033-34 | 2034-35 | 2035-36 | 2036-37 | 2037-38 | 2038-39 | 2039-40 | 2040-41 | 2041-42 | 2042-43 | 2043-44 | 2044-45 | 2045-46
TAS1 | LS Battery pump | bar: 2021-22 to 2045-46
TAS1 | Pumped Hydro pump | - | - | - | - | - | - | - | - | - | 27.56% | 32.13% | 27.52% | 25.04% | 29.47% | 32.84% | 32% | 34.6% | 31.95% | 33.73% | 23.87% | 30.57% | 30.53% | 24.09% | 23.36% | 28.69%
TAS1 | VPP pump | 0.4616% | 0.2461% | 5.188% | 4.117% | 0.1181% | 0.2932% | 0.1925% | 8.702% | 7.681% | 8.27% | 10.25% | 9.667% | 8.106% | 9.746% | 10.29% | 9.577% | 11.65% | 10.67% | 11.87% | 9.362% | 11.22% | 11.22% | 9.531% | 10.18% | 11.05%
Non-controllable capacity
Region | Technology | 2021-22 | 2022-23 | 2023-24 | 2024-25 | 2025-26 | 2026-27 | 2027-28 | 2028-29 | 2029-30 | 2030-31 | 2031-32 | 2032-33 | 2033-34 | 2034-35 | 2035-36 | 2036-37 | 2037-38 | 2038-39 | 2039-40 | 2040-41 | 2041-42 | 2042-43 | 2043-44 | 2044-45 | 2045-46
NEM | Distributed PV | bar: 2021-22 to 2045-46
NEM | Behind the meter battery | 5.43% | 5.366% | 4.022% | 3.748% | 2.902% | 2.528% | 2.376% | 2.292% | 2.278% | 2.201% | 2.132% | 2.069% | 2.031% | 2.036% | 2.078% | 2.223% | 2.385% | 2.563% | 2.76% | 2.936% | 3.123% | 3.326% | 3.552% | 3.769% | 3.998%
NEM | Behind the meter battery pump | 6.388% | 6.313% | 4.732% | 4.409% | 3.414% | 2.974% | 2.795% | 2.696% | 2.68% | 2.59% | 2.508% | 2.434% | 2.389% | 2.396% | 2.444% | 2.616% | 2.806% | 3.015% | 3.247% | 3.454% | 3.674% | 3.913% | 4.179% | 4.434% | 4.704%
Region | Technology | 2021-22 | 2022-23 | 2023-24 | 2024-25 | 2025-26 | 2026-27 | 2027-28 | 2028-29 | 2029-30 | 2030-31 | 2031-32 | 2032-33 | 2033-34 | 2034-35 | 2035-36 | 2036-37 | 2037-38 | 2038-39 | 2039-40 | 2040-41 | 2041-42 | 2042-43 | 2043-44 | 2044-45 | 2045-46
NSW1 | Distributed PV | bar: 2021-22 to 2045-46
NSW1 | Behind the meter battery | 6.343% | 5.961% | 5.075% | 4.945% | 3.843% | 3.368% | 3.157% | 3.02% | 2.98% | 2.85% | 2.737% | 2.633% | 2.564% | 2.548% | 2.584% | 2.745% | 2.92% | 3.113% | 3.332% | 3.508% | 3.705% | 3.921% | 4.151% | 4.385% | 4.631%
NSW1 | Behind the meter battery pump | 7.462% | 7.013% | 5.971% | 5.818% | 4.521% | 3.963% | 3.714% | 3.554% | 3.506% | 3.353% | 3.221% | 3.097% | 3.017% | 2.998% | 3.04% | 3.23% | 3.436% | 3.662% | 3.919% | 4.128% | 4.359% | 4.613% | 4.883% | 5.159% | 5.448%
Region | Technology | 2021-22 | 2022-23 | 2023-24 | 2024-25 | 2025-26 | 2026-27 | 2027-28 | 2028-29 | 2029-30 | 2030-31 | 2031-32 | 2032-33 | 2033-34 | 2034-35 | 2035-36 | 2036-37 | 2037-38 | 2038-39 | 2039-40 | 2040-41 | 2041-42 | 2042-43 | 2043-44 | 2044-45 | 2045-46
QLD1 | Distributed PV | bar: 2021-22 to 2045-46
QLD1 | Behind the meter battery | 5.885% | 4.428% | 3.513% | 3.324% | 2.566% | 2.27% | 2.147% | 2.061% | 2.044% | 1.973% | 1.912% | 1.86% | 1.831% | 1.847% | 1.888% | 2.035% | 2.191% | 2.371% | 2.582% | 2.766% | 2.969% | 3.19% | 3.431% | 3.664% | 3.926%
QLD1 | Behind the meter battery pump | 6.924% | 5.209% | 4.133% | 3.91% | 3.018% | 2.671% | 2.526% | 2.425% | 2.404% | 2.321% | 2.25% | 2.189% | 2.155% | 2.173% | 2.221% | 2.394% | 2.577% | 2.789% | 3.038% | 3.254% | 3.493% | 3.753% | 4.036% | 4.311% | 4.619%
Region | Technology | 2021-22 | 2022-23 | 2023-24 | 2024-25 | 2025-26 | 2026-27 | 2027-28 | 2028-29 | 2029-30 | 2030-31 | 2031-32 | 2032-33 | 2033-34 | 2034-35 | 2035-36 | 2036-37 | 2037-38 | 2038-39 | 2039-40 | 2040-41 | 2041-42 | 2042-43 | 2043-44 | 2044-45 | 2045-46
VIC1 | Distributed PV | bar: 2021-22 to 2045-46
VIC1 | Behind the meter battery | 5.067% | 6.84% | 3.268% | 2.777% | 2.059% | 1.724% | 1.594% | 1.553% | 1.554% | 1.522% | 1.489% | 1.457% | 1.437% | 1.446% | 1.492% | 1.596% | 1.741% | 1.886% | 2.028% | 2.184% | 2.332% | 2.485% | 2.685% | 2.867% | 3.045%
VIC1 | Behind the meter battery pump | 5.961% | 8.047% | 3.844% | 3.267% | 2.422% | 2.028% | 1.876% | 1.827% | 1.829% | 1.79% | 1.752% | 1.714% | 1.691% | 1.702% | 1.755% | 1.877% | 2.049% | 2.219% | 2.386% | 2.57% | 2.744% | 2.924% | 3.159% | 3.372% | 3.583%
Region | Technology | 2021-22 | 2022-23 | 2023-24 | 2024-25 | 2025-26 | 2026-27 | 2027-28 | 2028-29 | 2029-30 | 2030-31 | 2031-32 | 2032-33 | 2033-34 | 2034-35 | 2035-36 | 2036-37 | 2037-38 | 2038-39 | 2039-40 | 2040-41 | 2041-42 | 2042-43 | 2043-44 | 2044-45 | 2045-46
SA1 | Distributed PV | bar: 2021-22 to 2045-46
SA1 | Behind the meter battery | 3.838% | 4.156% | 3.873% | 3.83% | 3.302% | 3.075% | 3.049% | 3.001% | 3.042% | 2.975% | 2.91% | 2.856% | 2.846% | 2.906% | 2.974% | 3.223% | 3.416% | 3.671% | 3.957% | 4.193% | 4.457% | 4.766% | 5.049% | 5.289% | 5.56%
SA1 | Behind the meter battery pump | 4.515% | 4.89% | 4.557% | 4.506% | 3.884% | 3.618% | 3.587% | 3.531% | 3.579% | 3.5% | 3.423% | 3.359% | 3.348% | 3.419% | 3.499% | 3.791% | 4.018% | 4.319% | 4.656% | 4.933% | 5.243% | 5.607% | 5.94% | 6.223% | 6.542%
Region | Technology | 2021-22 | 2022-23 | 2023-24 | 2024-25 | 2025-26 | 2026-27 | 2027-28 | 2028-29 | 2029-30 | 2030-31 | 2031-32 | 2032-33 | 2033-34 | 2034-35 | 2035-36 | 2036-37 | 2037-38 | 2038-39 | 2039-40 | 2040-41 | 2041-42 | 2042-43 | 2043-44 | 2044-45 | 2045-46
TAS1 | Distributed PV | bar: 2021-22 to 2045-46
TAS1 | Behind the meter battery | 5.396% | 4.941% | 3.787% | 3.539% | 2.82% | 2.485% | 2.347% | 2.268% | 2.251% | 2.15% | 2.069% | 1.989% | 1.935% | 1.926% | 1.944% | 2.066% | 2.194% | 2.336% | 2.496% | 2.63% | 2.78% | 2.935% | 3.123% | 3.302% | 3.501%
TAS1 | Behind the meter battery pump | 6.348% | 5.814% | 4.456% | 4.164% | 3.317% | 2.924% | 2.761% | 2.669% | 2.648% | 2.53% | 2.434% | 2.34% | 2.276% | 2.266% | 2.287% | 2.43% | 2.581% | 2.748% | 2.936% | 3.094% | 3.27% | 3.453% | 3.674% | 3.884% | 4.119%

## Option1_Generation
Annual as-generated generation by technology (GWh) - SWNSW Option 1, Step Change Scenario
Explicitly modelled generation
Region | Technology | 2021-22 | 2022-23 | 2023-24 | 2024-25 | 2025-26 | 2026-27 | 2027-28 | 2028-29 | 2029-30 | 2030-31 | 2031-32 | 2032-33 | 2033-34 | 2034-35 | 2035-36 | 2036-37 | 2037-38 | 2038-39 | 2039-40 | 2040-41 | 2041-42 | 2042-43 | 2043-44 | 2044-45 | 2045-46
NEM | Black Coal | 85526.8908 | 61120.8831 | 56507.7731 | 54547.2963 | 50557.8751 | 42483.7113 | 38755.0141 | 38752.3197 | 38207.9483 | 34137.2575 | 31595.2962 | 26906.0813 | 28629.663 | 26313.872 | 19118.2363 | 17698.9784 | 14587.2772 | 13781.4683 | 12961.9169 | 12876.1972 | 11499.7579 | 7968.8259 | 7493.9927 | 7649.9202 | 6414.503
NEM | Brown Coal | 26657.862 | 20566.7893 | 21079.0335 | 18869.6108 | 18395.7547 | 16477.3752 | 14199.7721 | 13976.5883 | 12002.1587 | 11865.322 | 11694.4912 | 11900.3998 | 11815.5257 | 11868.5191 | 11922.1686 | 11745.6844 | 11219.448 | 10398.7446 | 11135.7954 | 11649.3065 | 11698.4029 | 10133.835 | 6301.2405 | 6247.4476 | 6343.1732
NEM | CCGT | 17696.2878 | 9903.2573 | 9996.4095 | 10596.5771 | 7635.6472 | 4259.833 | 4245.8532 | 3972.2414 | 3570.0161 | 4705.6204 | 4292.1112 | 5274.2124 | 6489.5151 | 5271.8544 | 4467.3949 | 3421.2194 | 3353.9171 | 3932.906 | 3830.0106 | 3959.5015 | 3713.4756 | 4233.2431 | 2602.0852 | 2166.3407 | 1256.4659
NEM | Gas - Steam | 906.5502 | 754.9793 | 805.6848 | 89.0125 | 84.0978 | 87.1737 | 86.3174 | 84.097 | 84.0973 | 84.0979 | 84.2073 | 98.2553 | 102.165 | 123.1991 | 82.8476 | 95.6264 | 148.1121 | 181.7828 | 0 | 0 | 0 | 0 | 0 | 0 | 0
NEM | OCGT / Diesel | 719.0417 | 343.1939 | 483.9079 | 329.3968 | 246.2606 | 77.1743 | 55.6685 | 29.0118 | 0.78851 | 99.0521 | 51.6727 | 165.1478 | 180.6261 | 197.0361 | 139.7023 | 149.2522 | 392.3984 | 307.4646 | 788.8625 | 656.0468 | 765.9005 | 792.6396 | 1880.9747 | 1019.7241 | 996.1113
NEM | Hydro | 12744.0214 | 16847.6409 | 13759.5052 | 15122.6205 | 17161.2006 | 16109.8848 | 16310.4932 | 18843.9761 | 16428.4238 | 13922.8886 | 17498.844 | 14208.7262 | 15366.451 | 17213.8337 | 16070.9963 | 16059.1293 | 18233.3171 | 15680.7854 | 13195.1091 | 16419.6372 | 13431.9592 | 14488.8345 | 16188.6574 | 14942.5293 | 15047.4105
NEM | Wind | 27265.9058 | 55322.9722 | 60398.5175 | 61592.4918 | 68502.9743 | 70941.2027 | 72325.1952 | 74708.1933 | 77396.8965 | 79498.791 | 78942.3971 | 82055.2436 | 82456.85 | 88536.1693 | 94050.1527 | 98399.6397 | 100028.8687 | 100514.4061 | 97927.6588 | 89372.5293 | 91593.3049 | 95833.6796 | 101238.5243 | 98334.7456 | 100949.6253
NEM | Solar PV | 18351.6686 | 21866.1095 | 21894.4182 | 23423.8902 | 22857.9712 | 34682.1548 | 40073.2414 | 40477.3039 | 42313.4488 | 46972.5697 | 48547.8713 | 54172.7233 | 52519.2411 | 51109.3205 | 54660.3566 | 54530.112 | 62976.0278 | 65495.2208 | 69834.2683 | 75116.2639 | 78769.625 | 80196.5198 | 77796.2606 | 80644.0364 | 80866.9644
NEM | LS Battery | 61.9223 | 135.5932 | 149.7648 | 150.0497 | 150.1906 | 5267.6472 | 6759.0994 | 6734.6723 | 6578.7359 | 6689.2572 | 6558.2008 | 6971.7669 | 6539.0668 | 6384.8757 | 7027.0617 | 7154.6637 | 6788.3524 | 6783.6453 | 7007.7457 | 6767.764 | 7146.7943 | 6989.5293 | 6751.4419 | 6994.2804 | 7264.4356
NEM | Pumped Hydro | 34.9024 | 566.5337 | 675.0236 | 678.4296 | 3354.5909 | 4545.8017 | 4539.4477 | 4811.6224 | 4630.5982 | 5182.2679 | 4801.2532 | 6764.6722 | 5935.0316 | 6003.5826 | 7144.3981 | 6852.3575 | 11961.1761 | 11030.5711 | 11551.7853 | 10451.4258 | 15167.7053 | 15601.4916 | 13906.1012 | 14354.6242 | 15104.1014
NEM | VPP | 235.7901 | 428.5536 | 914.4977 | 1500.8723 | 1658.3737 | 2014.8389 | 2160.8871 | 2322.4238 | 2408.8564 | 2490.5411 | 2588.9073 | 2810.201 | 2805.3285 | 2891.3049 | 3187.4501 | 3373.4147 | 3427.3789 | 3576.1352 | 3802.0998 | 3875.7596 | 4092.1389 | 4224.0359 | 4173.4625 | 4481.6315 | 4777.5605
Total excluding storage |  | 189868.2283 | 186725.8254 | 184925.2497 | 184570.8961 | 185441.7815 | 185118.5097 | 186051.5551 | 190843.7314 | 190003.778 | 191285.5992 | 192706.8909 | 194780.7896 | 197560.037 | 200633.8042 | 200511.8553 | 202099.6419 | 210939.3665 | 210292.7787 | 209673.6215 | 210049.4823 | 211472.4261 | 213647.5776 | 213501.7354 | 211004.744 | 211874.2536
Region | Technology | 2021-22 | 2022-23 | 2023-24 | 2024-25 | 2025-26 | 2026-27 | 2027-28 | 2028-29 | 2029-30 | 2030-31 | 2031-32 | 2032-33 | 2033-34 | 2034-35 | 2035-36 | 2036-37 | 2037-38 | 2038-39 | 2039-40 | 2040-41 | 2041-42 | 2042-43 | 2043-44 | 2044-45 | 2045-46
NSW1 | Black Coal | 48203.349 | 35757.2712 | 32206.3 | 29914.4922 | 27253.7994 | 19759.1677 | 17052.0115 | 17332.9626 | 16696.2481 | 14052.749 | 11976.8776 | 9449.8101 | 10101.0878 | 9532.7044 | 3301.5839 | 4000.2486 | 2325.395 | 2284.7236 | 2323.6372 | 2025.0851 | 2145.3926 | 0 | 0 | 0 | 0
NSW1 | Brown Coal | 0 | 0 | 0 | 0 | 0 | 0 | 0 | 0 | 0 | 0 | 0 | 0 | 0 | 0 | 0 | 0 | 0 | 0 | 0 | 0 | 0 | 0 | 0 | 0 | 0
NSW1 | CCGT | 3122.3424 | 1380.0539 | 1638.7143 | 1826.505 | 1639.9331 | 1544.7426 | 1495.9389 | 1237.3675 | 1424.4283 | 1889.7769 | 1465.312 | 1773.3507 | 2155.2549 | 1737.2026 | 1221.9911 | 868.7794 | 1271.0175 | 1578.5272 | 1524.2169 | 1473.2438 | 1418.3805 | 1705.4112 | 286.287 | 0.0060443 | 0.00585
NSW1 | Gas - Steam | 0 | 0 | 0 | 0 | 0 | 0 | 0 | 0 | 0 | 0 | 0 | 0 | 0 | 0 | 0 | 0 | 0 | 0 | 0 | 0 | 0 | 0 | 0 | 0 | 0
NSW1 | OCGT / Diesel | 1.4339 | 0.003101 | 0.64334 | 2.5635 | 0.003525 | 0.0031634 | 0.0033378 | 0.0034516 | 0.0033786 | 0.0038983 | 0.0036185 | 5.8277 | 0.0051345 | 0.0045603 | 2.1445 | 16.0586 | 28.8526 | 0.0049505 | 109.0296 | 61.945 | 111.9624 | 182.5882 | 788.5974 | 528.1513 | 434.3854
NSW1 | Hydro | 1967.8738 | 2400.5818 | 2330.5907 | 2959.8668 | 3270.9233 | 3336.541 | 3432.263 | 4187.6901 | 3539.9885 | 3262.3946 | 3121.4451 | 2986.0051 | 3336.0776 | 3513.4863 | 3338.0071 | 3361.9629 | 4156.9783 | 3371.3165 | 3042.7298 | 2741.0074 | 2744.6494 | 3223.7997 | 3155.7223 | 3028.3895 | 3094.3754
NSW1 | Wind | 5594.4162 | 13123.5374 | 16400.9426 | 15505.6134 | 17537.4766 | 17764.0817 | 17469.7842 | 15438.1378 | 15443.412 | 16550.7996 | 16704.15 | 18755.1986 | 19368.5697 | 20782.5819 | 21426.3544 | 21391.4408 | 19648.1841 | 17369.3779 | 17458.7892 | 15640.3878 | 19006.4217 | 19130.9285 | 19381.3187 | 19178.1845 | 19835.4547
NSW1 | Solar PV | 9340.6057 | 10523.0903 | 10406.1286 | 12463.9407 | 12190.1772 | 20680.7214 | 24591.0542 | 25354.6942 | 26032.3131 | 29601.5968 | 30191.4266 | 31806.253 | 30919.2669 | 30001.3789 | 32397.4228 | 32450.1976 | 35541.0357 | 36315.7032 | 39809.0242 | 39721.5757 | 41928.5534 | 40445.9554 | 39250.0028 | 41538.1394 | 41601.3209
NSW1 | LS Battery | 0.014237 | 0.017485 | 0.020653 | 0.023146 | 0.024242 | 2118.2434 | 3510.6245 | 3514.9237 | 3310.0194 | 3466.6011 | 3514.2849 | 3644.6194 | 3485.805 | 3405.7525 | 3714.3159 | 3756.7416 | 3574.4415 | 3513.0345 | 3667.1365 | 3552.2865 | 3694.271 | 3603.0437 | 3545.8278 | 3698.4064 | 3824.6211
NSW1 | Pumped Hydro | 7.3496 | 136.7511 | 163.7693 | 192.968 | 2827.1912 | 4135.1855 | 4128.1999 | 4366.9225 | 4164.8279 | 4405.2541 | 4083.9847 | 5214.8646 | 4465.91 | 4661.9674 | 5570.0139 | 5319.5436 | 8416.7265 | 7455.5331 | 7874.4793 | 6691.377 | 7625.8248 | 7696.9886 | 6965.2993 | 6994.533 | 7450.583
NSW1 | VPP | 60.1709 | 149.0157 | 334.3153 | 558.1502 | 644.6471 | 843.4401 | 901.0105 | 952.5628 | 968.9056 | 1030.9541 | 1083.7967 | 1168.3122 | 1183.9003 | 1169.8233 | 1291.6339 | 1359.0206 | 1373.665 | 1427.0919 | 1503.2164 | 1584.0162 | 1612.4611 | 1667.7538 | 1646.9177 | 1802.3498 | 1865.7734
Total excluding storage |  | 68230.0209 | 63184.5376 | 62983.3195 | 62672.9816 | 61892.3131 | 63085.2575 | 64041.0552 | 63550.8556 | 63136.3934 | 65357.3208 | 63459.2149 | 64776.4452 | 65880.262 | 65567.3587 | 61687.5038 | 62088.6878 | 62971.4632 | 60919.6533 | 64267.4268 | 61663.2448 | 67355.3601 | 64688.6831 | 62861.9282 | 64272.8708 | 64965.5422
Region | Technology | 2021-22 | 2022-23 | 2023-24 | 2024-25 | 2025-26 | 2026-27 | 2027-28 | 2028-29 | 2029-30 | 2030-31 | 2031-32 | 2032-33 | 2033-34 | 2034-35 | 2035-36 | 2036-37 | 2037-38 | 2038-39 | 2039-40 | 2040-41 | 2041-42 | 2042-43 | 2043-44 | 2044-45 | 2045-46
QLD1 | Black Coal | 37323.5418 | 25363.6119 | 24301.4731 | 24632.8041 | 23304.0757 | 22724.5436 | 21703.0026 | 21419.3571 | 21511.7002 | 20084.5085 | 19618.4186 | 17456.2712 | 18528.5752 | 16781.1676 | 15816.6524 | 13698.7298 | 12261.8822 | 11496.7447 | 10638.2797 | 10851.1121 | 9354.3653 | 7968.8259 | 7493.9927 | 7649.9202 | 6414.503
QLD1 | Brown Coal | 0 | 0 | 0 | 0 | 0 | 0 | 0 | 0 | 0 | 0 | 0 | 0 | 0 | 0 | 0 | 0 | 0 | 0 | 0 | 0 | 0 | 0 | 0 | 0 | 0
QLD1 | CCGT | 10773.7766 | 6194.2818 | 6461.5657 | 7138.0073 | 4484.5308 | 2086.8764 | 2104.0692 | 2271.461 | 1676.606 | 2063.004 | 2363.3859 | 2671.6233 | 3325.4554 | 2557.3638 | 2728.8387 | 2089.0262 | 2082.8889 | 2354.3681 | 2305.7824 | 2486.2466 | 2295.0834 | 2527.8195 | 2315.7854 | 2166.3223 | 1256.4478
QLD1 | Gas - Steam | 0 | 0 | 0 | 0 | 0 | 0 | 0 | 0 | 0 | 0 | 0 | 0 | 0 | 0 | 0 | 0 | 0 | 0 | 0 | 0 | 0 | 0 | 0 | 0 | 0
QLD1 | OCGT / Diesel | 54.5164 | 0.0044858 | 0.0047179 | 0.0049951 | 0.0034825 | 0.0033512 | 0.0033258 | 0.0035508 | 0.0036093 | 0.0042405 | 0.0043532 | 1.2085 | 0.0043714 | 0.0026842 | 0.0027265 | 6.9525 | 42.337 | 0.0030821 | 109.098 | 39.7757 | 41.1234 | 73.8184 | 59.9976 | 108.5398 | 236.0478
QLD1 | Hydro | 701.5947 | 699.912 | 700.7908 | 698.5582 | 689.1378 | 660.9712 | 662.9225 | 670.6533 | 667.8329 | 664.9003 | 672.1616 | 654.1364 | 667.9154 | 621.4371 | 647.1356 | 638.47 | 201.2037 | 185.3573 | 182.522 | 174.1703 | 193.173 | 0 | 0 | 0 | 0
QLD1 | Wind | 2070.3979 | 17551.5988 | 18010.7547 | 17501.9714 | 22737.3687 | 22954.4965 | 24611.9342 | 26297.3299 | 26673.7909 | 27647.7823 | 25191.582 | 27327.95 | 26034.5794 | 29972.5467 | 31685.649 | 35697.9302 | 41355.9696 | 41390.294 | 40857.478 | 34137.4593 | 34624.8354 | 33762.616 | 38475.9841 | 35288.0113 | 38419.7079
QLD1 | Solar PV | 5651.0638 | 7988.5817 | 8029.8461 | 7666.4618 | 7508.9042 | 8056.9755 | 8037.7704 | 7823.1819 | 8655.2988 | 9605.751 | 10563.3281 | 14388.9586 | 13963.2462 | 13742.918 | 14559.6681 | 14236.1166 | 15205.5886 | 16466.2666 | 17160.253 | 22687.7828 | 23036.9175 | 25438.2243 | 24673.1302 | 25453.133 | 25467.7711
QLD1 | LS Battery | 11.8731 | 57.4896 | 67.3797 | 65.4957 | 71.4817 | 1696.8442 | 1743.0684 | 1630.5283 | 1740.5299 | 1751.7914 | 1668.4869 | 1870.2976 | 1758.3052 | 1613.7107 | 1833.2431 | 1848.3264 | 1668.1698 | 1792.3165 | 1818.0822 | 1907.7374 | 1924.2024 | 1911.0874 | 1812.4471 | 1848.7804 | 1882.0938
QLD1 | Pumped Hydro | 27.5528 | 429.7826 | 511.2543 | 485.4374 | 527.3696 | 410.5763 | 411.185 | 444.6253 | 465.6774 | 506.8435 | 403.8104 | 1221.4066 | 1169.9062 | 990.5343 | 1183.1295 | 1153.652 | 3130.2434 | 3196.3576 | 3273.6599 | 3477.6137 | 5085.1205 | 5524.7411 | 4878.6126 | 5154.5721 | 5196.9769
QLD1 | VPP | 67.6413 | 107.986 | 222.3329 | 368.9537 | 436.1548 | 471.703 | 507.8133 | 516.2403 | 567.8525 | 590.7515 | 600.4511 | 665.4713 | 675.0925 | 692.0096 | 739.9634 | 801.3793 | 772.2744 | 842.6459 | 904.7482 | 965.8978 | 996.3284 | 1054.3383 | 1063.6823 | 1110.1674 | 1177.9205
Total excluding storage |  | 56574.8912 | 57797.9908 | 57504.4351 | 57637.8079 | 58724.0208 | 56483.8665 | 57119.7022 | 58481.9868 | 59185.2325 | 60065.9503 | 58408.8805 | 62500.1479 | 62519.7761 | 63675.4359 | 65437.9465 | 66367.2252 | 71149.8701 | 71893.0338 | 71253.4132 | 70376.5468 | 69545.498 | 69771.3041 | 73018.89 | 70665.9266 | 71794.4776
Region | Technology | 2021-22 | 2022-23 | 2023-24 | 2024-25 | 2025-26 | 2026-27 | 2027-28 | 2028-29 | 2029-30 | 2030-31 | 2031-32 | 2032-33 | 2033-34 | 2034-35 | 2035-36 | 2036-37 | 2037-38 | 2038-39 | 2039-40 | 2040-41 | 2041-42 | 2042-43 | 2043-44 | 2044-45 | 2045-46
VIC1 | Black Coal | 0 | 0 | 0 | 0 | 0 | 0 | 0 | 0 | 0 | 0 | 0 | 0 | 0 | 0 | 0 | 0 | 0 | 0 | 0 | 0 | 0 | 0 | 0 | 0 | 0
VIC1 | Brown Coal | 26657.862 | 20566.7893 | 21079.0335 | 18869.6108 | 18395.7547 | 16477.3752 | 14199.7721 | 13976.5883 | 12002.1587 | 11865.322 | 11694.4912 | 11900.3998 | 11815.5257 | 11868.5191 | 11922.1686 | 11745.6844 | 11219.448 | 10398.7446 | 11135.7954 | 11649.3065 | 11698.4029 | 10133.835 | 6301.2405 | 6247.4476 | 6343.1732
VIC1 | CCGT | 0 | 0.0038597 | 0.0039247 | 0.0038872 | 0.0038047 | 0.0035996 | 0.0036235 | 0.0035674 | 0.0036099 | 0.0037726 | 0.0034919 | 0.0039856 | 0.0040856 | 0.003916 | 0.003741 | 0.0037253 | 0.00404 | 0.0040962 | 0.0042705 | 0.0041958 | 0.0044492 | 0.0046875 | 0.004775 | 0.0045723 | 0.0044885
VIC1 | Gas - Steam | 37.4239 | 21.392 | 22.3804 | 4.9165 | 0.0017791 | 3.0777 | 2.2214 | 0.00096184 | 0.001298 | 0.0018531 | 0.11126 | 14.1592 | 18.069 | 39.1031 | 82.8476 | 95.6264 | 148.1121 | 181.7828 | 0 | 0 | 0 | 0 | 0 | 0 | 0
VIC1 | OCGT / Diesel | 16.5715 | 19.387 | 13.2843 | 2.3125 | 0.0061678 | 0.0053343 | 0.0055213 | 0.0052086 | 0.0055166 | 0.0058685 | 0.0047485 | 5.3058 | 3.2056 | 0.0056292 | 15.1588 | 21.9848 | 91.5713 | 64.5489 | 224.9235 | 210.6747 | 207.0111 | 191.3734 | 502.811 | 351.4603 | 304.6435
VIC1 | Hydro | 2918.8545 | 2937.5062 | 2681.1231 | 3267.8232 | 3361.4958 | 3170.5611 | 3203.4529 | 4038.1616 | 3354.5079 | 2879.708 | 2870.6342 | 2604.4829 | 3211.7728 | 3294.1476 | 3145.3361 | 3149.9928 | 3983.2499 | 3307.5909 | 2843.4598 | 2815.1774 | 2574.6488 | 3160.0369 | 3253.0297 | 3072.1369 | 3094.3612
VIC1 | Wind | 11561.9159 | 13605.3895 | 13810.929 | 14758.6388 | 15337.1721 | 16007.4812 | 16289.3111 | 16951.7043 | 17867.0899 | 17233.7667 | 18561.0597 | 17931.4019 | 18696.5433 | 19473.6037 | 21141.4962 | 21472.6384 | 19419.6476 | 21647.5353 | 20967.6896 | 21507.2299 | 19904.146 | 24889.2859 | 25596.8211 | 25641.9879 | 23596.3089
VIC1 | Solar PV | 2389.0596 | 2378.3975 | 2467.6711 | 2350.799 | 2239.9189 | 3330.4085 | 3900.5206 | 4033.2975 | 4213.0802 | 4289.2891 | 4273.5298 | 4425.7156 | 4238.1907 | 4059.5305 | 4273.3806 | 4318.5865 | 8719.6154 | 9048.7219 | 9178.2217 | 9031.7233 | 10092.0454 | 9805.9136 | 9673.9138 | 9713.252 | 9771.249
VIC1 | LS Battery | 14.9121 | 28.3911 | 29.853 | 30.7293 | 29.6373 | 585.7637 | 591.8503 | 632.8445 | 598.442 | 569.9655 | 562.1373 | 563.5999 | 463.9882 | 544.0864 | 590.7061 | 608.6987 | 613.9928 | 592.8227 | 602.5076 | 502.5254 | 605.6458 | 577.4753 | 538.4279 | 580.5644 | 625.5872
VIC1 | Pumped Hydro | 0 | 0 | 0 | 0.012151 | 0.01343 | 0.021107 | 0.041314 | 0.042615 | 0.055733 | 0.079914 | 0.094676 | 0.36664 | 0.33097 | 0.39177 | 0.43373 | 0.432 | 0.42911 | 0.42115 | 0.43517 | 0.42011 | 2092.9497 | 2015.3853 | 1776.3706 | 1926.1337 | 2114.5566
VIC1 | VPP | 47.7973 | 102.4511 | 200.6933 | 348.8067 | 372.0138 | 450.3732 | 485.8 | 533.038 | 548.7186 | 533.0817 | 564.3672 | 600.7269 | 575.6223 | 646.9501 | 729.2947 | 769.8037 | 800.2199 | 821.87 | 871.389 | 833.5618 | 933.0113 | 939.8182 | 929.6288 | 1011.9338 | 1125.9141
Total excluding storage |  | 43581.6874 | 39528.8654 | 40074.4253 | 39254.1046 | 39334.3532 | 38988.9126 | 37595.2872 | 38999.7614 | 37436.8471 | 36268.0972 | 37399.8343 | 36881.4693 | 37983.3111 | 38734.9135 | 40580.3917 | 40804.517 | 43581.6483 | 44648.9285 | 44350.0943 | 45214.116 | 44476.2586 | 48180.4495 | 45327.8208 | 45026.2893 | 43109.7403
Region | Technology | 2021-22 | 2022-23 | 2023-24 | 2024-25 | 2025-26 | 2026-27 | 2027-28 | 2028-29 | 2029-30 | 2030-31 | 2031-32 | 2032-33 | 2033-34 | 2034-35 | 2035-36 | 2036-37 | 2037-38 | 2038-39 | 2039-40 | 2040-41 | 2041-42 | 2042-43 | 2043-44 | 2044-45 | 2045-46
SA1 | Black Coal | 0 | 0 | 0 | 0 | 0 | 0 | 0 | 0 | 0 | 0 | 0 | 0 | 0 | 0 | 0 | 0 | 0 | 0 | 0 | 0 | 0 | 0 | 0 | 0 | 0
SA1 | Brown Coal | 0 | 0 | 0 | 0 | 0 | 0 | 0 | 0 | 0 | 0 | 0 | 0 | 0 | 0 | 0 | 0 | 0 | 0 | 0 | 0 | 0 | 0 | 0 | 0 | 0
SA1 | CCGT | 3800.1689 | 2328.9164 | 1896.1235 | 1632.0589 | 1511.1778 | 628.2086 | 645.8397 | 463.4072 | 468.9758 | 752.8329 | 463.4071 | 829.2314 | 1008.7975 | 977.2809 | 516.5585 | 463.4073 | 0.0036848 | 0.0037079 | 0.0038286 | 0.0037712 | 0.0040652 | 0.0043209 | 0.004678 | 0.004484 | 0.0043961
SA1 | Gas - Steam | 869.1263 | 733.5873 | 783.3044 | 84.096 | 84.096 | 84.096 | 84.096 | 84.096 | 84.096 | 84.096 | 84.096 | 84.096 | 84.096 | 84.096 | 0 | 0 | 0 | 0 | 0 | 0 | 0 | 0 | 0 | 0 | 0
SA1 | OCGT / Diesel | 646.517 | 323.7982 | 469.9737 | 324.5141 | 246.2463 | 77.1613 | 55.6551 | 28.998 | 0.77434 | 99.0359 | 51.6582 | 152.8035 | 177.4083 | 197.0209 | 121.5948 | 104.0834 | 227.6883 | 242.1393 | 340.8179 | 337.745 | 395.2992 | 338.0646 | 506.0256 | 11.4292 | 5.7322
SA1 | Hydro | 0 | 0 | 0 | 0 | 0 | 0 | 0 | 0 | 0 | 0 | 0 | 0 | 0 | 0 | 0 | 0 | 0 | 0 | 0 | 0 | 0 | 0 | 0 | 0 | 0
SA1 | Wind | 6243.5005 | 8432.4432 | 7849.5321 | 9523.2983 | 9160.0411 | 10023.7908 | 9866.9565 | 10184.9587 | 10942.2243 | 10796.7028 | 11042.3487 | 10121.6386 | 10103.8994 | 9504.105 | 10608.5486 | 10299.4345 | 10942.8031 | 11455.616 | 10387.5171 | 10212.6232 | 9634.3927 | 9950.6122 | 9098.531 | 10050.4159 | 10021.337
SA1 | Solar PV | 970.938 | 976.0391 | 990.7711 | 942.6873 | 918.9699 | 2614.0417 | 3543.8885 | 3266.1211 | 3412.7469 | 3475.9231 | 3519.5779 | 3551.759 | 3398.4994 | 3305.459 | 3429.85 | 3525.1781 | 3226.5153 | 3363.7579 | 3392.6237 | 3389.9778 | 3423.5449 | 4216.9179 | 3931.4829 | 3657.5195 | 3754.7762
SA1 | LS Battery | 35.1205 | 49.6904 | 52.5077 | 53.7975 | 49.0412 | 866.7674 | 913.5254 | 956.3272 | 929.6988 | 900.8527 | 813.223 | 893.196 | 830.9201 | 821.2661 | 888.7249 | 940.8259 | 931.6805 | 885.4002 | 919.9489 | 805.124 | 922.6004 | 897.8503 | 854.6566 | 866.4383 | 932.0436
SA1 | Pumped Hydro | 0 | 0 | 0 | 0.0058 | 0.0059894 | 0.0077208 | 0.009632 | 0.0097788 | 0.011098 | 0.012507 | 0.013686 | 0.018069 | 0.017211 | 0.018153 | 0.019879 | 0.019975 | 0.022243 | 0.02296 | 0.024533 | 0.026376 | 0.035358 | 0.047702 | 0.047382 | 0.10642 | 0.10631
SA1 | VPP | 59.6135 | 68.7282 | 145.5823 | 210.1762 | 204.9815 | 247.9584 | 265.2832 | 279.9111 | 285.6272 | 293.466 | 286.18 | 323.0596 | 325.2035 | 325.9189 | 364.4423 | 383.0003 | 405.1771 | 412.1509 | 439.1486 | 424.3766 | 466.6828 | 476.0828 | 458.1187 | 474.771 | 516.218
Total excluding storage |  | 12530.2507 | 12794.7842 | 11989.7049 | 12506.6547 | 11920.531 | 13427.2984 | 14196.4358 | 14027.581 | 14908.8174 | 15208.5907 | 15161.0879 | 14739.5285 | 14772.7006 | 14067.9619 | 14676.5519 | 14392.1032 | 14397.0103 | 15061.517 | 14120.9625 | 13940.3499 | 13453.2409 | 14505.599 | 13536.0441 | 13719.3691 | 13781.8498
Region | Technology | 2021-22 | 2022-23 | 2023-24 | 2024-25 | 2025-26 | 2026-27 | 2027-28 | 2028-29 | 2029-30 | 2030-31 | 2031-32 | 2032-33 | 2033-34 | 2034-35 | 2035-36 | 2036-37 | 2037-38 | 2038-39 | 2039-40 | 2040-41 | 2041-42 | 2042-43 | 2043-44 | 2044-45 | 2045-46
TAS1 | Black Coal | 0 | 0 | 0 | 0 | 0 | 0 | 0 | 0 | 0 | 0 | 0 | 0 | 0 | 0 | 0 | 0 | 0 | 0 | 0 | 0 | 0 | 0 | 0 | 0 | 0
TAS1 | Brown Coal | 0 | 0 | 0 | 0 | 0 | 0 | 0 | 0 | 0 | 0 | 0 | 0 | 0 | 0 | 0 | 0 | 0 | 0 | 0 | 0 | 0 | 0 | 0 | 0 | 0
TAS1 | CCGT | 0 | 0.0013776 | 0.002008 | 0.0019727 | 0.00175 | 0.0017577 | 0.0017698 | 0.0021871 | 0.0023684 | 0.0028899 | 0.0026863 | 0.0031278 | 0.0032032 | 0.0030407 | 0.002887 | 0.0028765 | 0.0030028 | 0.0029533 | 0.0032507 | 0.0031194 | 0.0032007 | 0.0032799 | 0.0033819 | 0.0033226 | 0.0033013
TAS1 | Gas - Steam | 0 | 0 | 0 | 0 | 0 | 0 | 0 | 0 | 0 | 0 | 0 | 0 | 0 | 0 | 0 | 0 | 0 | 0 | 0 | 0 | 0 | 0 | 0 | 0 | 0
TAS1 | OCGT / Diesel | 0.0029254 | 0.0010691 | 0.0018043 | 0.001712 | 0.0011338 | 0.0011522 | 0.001182 | 0.001576 | 0.0016663 | 0.0021823 | 0.0017803 | 0.0024083 | 0.0026948 | 0.0023385 | 0.80142 | 0.17305 | 1.9493 | 0.76841 | 4.9935 | 5.9064 | 10.5043 | 6.7952 | 23.5431 | 20.1434 | 15.3025
TAS1 | Hydro | 7155.6983 | 10809.6409 | 8047.0007 | 8196.3722 | 9839.6437 | 8941.8115 | 9011.8548 | 9947.4711 | 8866.0945 | 7115.8857 | 10834.6031 | 7964.1017 | 8150.6852 | 9784.7627 | 8940.5175 | 8908.7036 | 9891.8852 | 8816.5206 | 7126.3974 | 10689.2821 | 7919.4881 | 8104.9979 | 9779.9055 | 8842.0028 | 8858.6739
TAS1 | Wind | 1795.6752 | 2610.0032 | 4326.359 | 4302.9699 | 3730.9159 | 4191.3526 | 4087.2092 | 5836.0626 | 6470.3793 | 7269.7396 | 7443.2568 | 7919.0545 | 8253.2582 | 8803.332 | 9188.1044 | 9538.1959 | 8662.2642 | 8651.5829 | 8256.1848 | 7874.8291 | 8423.5092 | 8100.237 | 8685.8694 | 8176.146 | 9076.8168
TAS1 | Solar PV | 0.0016021 | 0.00095642 | 0.0013732 | 0.0013708 | 0.00086254 | 0.0076877 | 0.0077146 | 0.0091922 | 0.009832 | 0.0097679 | 0.0088904 | 0.037049 | 0.037859 | 0.034187 | 0.035056 | 0.033264 | 283.2729 | 300.7711 | 294.1457 | 285.2043 | 288.5638 | 289.5085 | 267.7309 | 281.9925 | 271.8472
TAS1 | LS Battery | 0.0023361 | 0.0046384 | 0.0037662 | 0.0040511 | 0.0061604 | 0.028559 | 0.030789 | 0.0486 | 0.045749 | 0.046467 | 0.068719 | 0.053986 | 0.048288 | 0.059934 | 0.071655 | 0.07117 | 0.067739 | 0.071378 | 0.070473 | 0.090575 | 0.074681 | 0.07261 | 0.082528 | 0.09086 | 0.089982
TAS1 | Pumped Hydro | 0 | 0 | 0 | 0.0062415 | 0.010627 | 0.011045 | 0.011863 | 0.022199 | 0.02603 | 270.0779 | 313.3498 | 328.0163 | 298.8673 | 350.671 | 390.8011 | 378.7099 | 413.7549 | 378.2364 | 403.1864 | 281.9886 | 363.7749 | 364.3289 | 285.7713 | 279.2789 | 341.8785
TAS1 | VPP | 0.56714 | 0.37258 | 11.5739 | 14.7856 | 0.57644 | 1.3642 | 0.98011 | 40.6716 | 37.7525 | 42.2879 | 54.1123 | 52.631 | 45.5099 | 56.6029 | 62.1157 | 60.2108 | 76.0426 | 72.3764 | 83.5976 | 67.9071 | 83.6553 | 86.0429 | 75.1151 | 82.4095 | 91.7346
Total excluding storage |  | 8951.3781 | 13419.6475 | 12373.3649 | 12499.3472 | 13570.5633 | 13133.1747 | 13099.0746 | 15783.5466 | 15336.4877 | 14385.6402 | 18277.8732 | 15883.1987 | 16403.9871 | 18588.1343 | 18129.4613 | 18447.1087 | 18839.3745 | 17769.6461 | 15681.7246 | 18855.2249 | 16642.0685 | 16501.5419 | 18757.0522 | 17320.2882 | 18222.6437
Explicitly modelled pumping
Region | Technology | 2021-22 | 2022-23 | 2023-24 | 2024-25 | 2025-26 | 2026-27 | 2027-28 | 2028-29 | 2029-30 | 2030-31 | 2031-32 | 2032-33 | 2033-34 | 2034-35 | 2035-36 | 2036-37 | 2037-38 | 2038-39 | 2039-40 | 2040-41 | 2041-42 | 2042-43 | 2043-44 | 2044-45 | 2045-46
NEM | LS Battery pump | 75.8967 | 167.6781 | 184.517 | 185.3896 | 185.5698 | 6502.976 | 8359.4325 | 8299.5449 | 8134.9687 | 8245.2702 | 8113.7754 | 8592.5647 | 8071.1277 | 7889.5584 | 8667.5066 | 8832.9183 | 8399.8566 | 8362.9649 | 8644.2688 | 8381.7071 | 8798.4766 | 8635.1326 | 8327.3153 | 8636.8098 | 8966.5403
NEM | Pumped Hydro pump | 96.074 | 1557.2312 | 1821.3609 | 1937.9497 | 5725.2604 | 7672.5679 | 7726.6582 | 8145.3012 | 7895.8906 | 8197.9396 | 8187.4444 | 10462.2229 | 9385.2129 | 9197.2604 | 10835.3318 | 10958.3953 | 16671.3348 | 15538.0633 | 16041.747 | 14797.0343 | 20584.2313 | 21512.4927 | 18386.3635 | 19410.4878 | 20424.6147
NEM | VPP pump | 275.978 | 502.4076 | 1072.6103 | 1760.2407 | 1944.9119 | 2363.774 | 2535.2424 | 2724.9027 | 2826.1613 | 2921.8844 | 3037.2682 | 3297.2911 | 3291.2278 | 3392.0066 | 3739.9876 | 3958.3167 | 4021.3534 | 4195.8765 | 4461.206 | 4547.4575 | 4801.6046 | 4956.3541 | 4896.4256 | 5258.5424 | 5606.2514
Region | Technology | 2021-22 | 2022-23 | 2023-24 | 2024-25 | 2025-26 | 2026-27 | 2027-28 | 2028-29 | 2029-30 | 2030-31 | 2031-32 | 2032-33 | 2033-34 | 2034-35 | 2035-36 | 2036-37 | 2037-38 | 2038-39 | 2039-40 | 2040-41 | 2041-42 | 2042-43 | 2043-44 | 2044-45 | 2045-46
NSW1 | LS Battery pump | 0.017582 | 0.021599 | 0.025492 | 0.028582 | 0.029936 | 2615.1154 | 4342.7057 | 4330.8107 | 4093.3316 | 4272.8668 | 4348.8522 | 4490.5484 | 4302.2161 | 4205.5084 | 4584.6993 | 4637.9526 | 4425.0628 | 4326.1545 | 4526.0819 | 4398.9579 | 4548.8376 | 4447.3625 | 4376.9767 | 4565.9917 | 4721.6965
NSW1 | Pumped Hydro pump | 58.1028 | 943.2561 | 1090.9977 | 1243.8965 | 4969.4056 | 7087.6337 | 7140.4406 | 7510.0956 | 7230.5288 | 7136.1932 | 7213.7261 | 8447.1126 | 7464.6875 | 7455.3715 | 8802.9996 | 8970.1083 | 12161.4845 | 11042.8622 | 11397.3553 | 10026.4137 | 11102.2361 | 11550.956 | 9699.2817 | 10165.2056 | 10818.7086
NSW1 | VPP pump | 70.2061 | 174.5757 | 391.9481 | 654.347 | 755.8491 | 989.5152 | 1057.1054 | 1117.6046 | 1136.6621 | 1209.5199 | 1271.5634 | 1370.878 | 1389.0994 | 1372.4106 | 1515.5656 | 1594.6834 | 1611.7536 | 1674.4388 | 1763.8194 | 1858.7465 | 1892.0784 | 1956.9931 | 1932.3425 | 2115.0655 | 2189.5422
Region | Technology | 2021-22 | 2022-23 | 2023-24 | 2024-25 | 2025-26 | 2026-27 | 2027-28 | 2028-29 | 2029-30 | 2030-31 | 2031-32 | 2032-33 | 2033-34 | 2034-35 | 2035-36 | 2036-37 | 2037-38 | 2038-39 | 2039-40 | 2040-41 | 2041-42 | 2042-43 | 2043-44 | 2044-45 | 2045-46
QLD1 | LS Battery pump | 14.4681 | 70.8761 | 83.1847 | 80.8589 | 88.4012 | 2094.7171 | 2152.0057 | 2012.9284 | 2148.8023 | 2162.7058 | 2066.8625 | 2302.0069 | 2170.7472 | 1999.2377 | 2256.2608 | 2281.8843 | 2066.4714 | 2205.734 | 2244.5458 | 2362.2337 | 2368.8448 | 2360.2694 | 2236.4008 | 2284.2829 | 2321.7318
QLD1 | Pumped Hydro pump | 37.9712 | 613.9752 | 730.3632 | 694.0229 | 755.8173 | 584.8844 | 586.1388 | 635.1126 | 665.2453 | 724.034 | 580.0044 | 1605.3648 | 1547.6234 | 1303.0558 | 1543.2641 | 1511.7879 | 3994.6392 | 4019.4948 | 4142.1897 | 4415.0275 | 6411.0482 | 6975.1256 | 6121.3081 | 6489.9864 | 6535.9188
QLD1 | VPP pump | 79.2775 | 126.6606 | 260.8558 | 432.8475 | 511.7615 | 553.4605 | 595.8554 | 605.6746 | 666.2888 | 693.1337 | 704.4583 | 780.8675 | 792.0994 | 811.9047 | 868.2124 | 940.35 | 905.9887 | 988.6475 | 1061.5682 | 1133.3906 | 1169.0686 | 1237.1892 | 1248.0532 | 1302.6111 | 1382.186
Region | Technology | 2021-22 | 2022-23 | 2023-24 | 2024-25 | 2025-26 | 2026-27 | 2027-28 | 2028-29 | 2029-30 | 2030-31 | 2031-32 | 2032-33 | 2033-34 | 2034-35 | 2035-36 | 2036-37 | 2037-38 | 2038-39 | 2039-40 | 2040-41 | 2041-42 | 2042-43 | 2043-44 | 2044-45 | 2045-46
VIC1 | LS Battery pump | 18.2866 | 35.1915 | 36.7148 | 38.0779 | 36.5884 | 723.0254 | 733.1381 | 778.8307 | 741.276 | 701.2024 | 693.9967 | 696.1927 | 573.3163 | 670.8299 | 729.2668 | 751.48 | 758.0159 | 734.2398 | 741.4766 | 622.7618 | 745.3508 | 715.2924 | 662.3659 | 716.7461 | 772.3298
VIC1 | Pumped Hydro pump | 0 | 0 | 0 | 0.015229 | 0.016788 | 0.026343 | 0.051874 | 0.053038 | 0.069983 | 0.099575 | 0.11848 | 0.45904 | 0.41315 | 0.48939 | 0.54216 | 0.54002 | 0.53636 | 0.52871 | 0.54169 | 0.52759 | 2616.1846 | 2532.2847 | 2207.4102 | 2407.667 | 2643.1958
VIC1 | VPP pump | 55.9391 | 120.1582 | 235.4202 | 409.1874 | 436.3519 | 528.4249 | 570.0222 | 625.5074 | 643.8566 | 625.3627 | 662.0796 | 704.774 | 675.1551 | 758.9727 | 855.7378 | 903.2759 | 938.9407 | 964.2841 | 1022.4076 | 977.7937 | 1094.6777 | 1102.5676 | 1090.4576 | 1187.1609 | 1321.1251
Region | Technology | 2021-22 | 2022-23 | 2023-24 | 2024-25 | 2025-26 | 2026-27 | 2027-28 | 2028-29 | 2029-30 | 2030-31 | 2031-32 | 2032-33 | 2033-34 | 2034-35 | 2035-36 | 2036-37 | 2037-38 | 2038-39 | 2039-40 | 2040-41 | 2041-42 | 2042-43 | 2043-44 | 2044-45 | 2045-46
SA1 | LS Battery pump | 43.1216 | 61.5832 | 64.5873 | 66.4192 | 60.5426 | 1070.0827 | 1131.5449 | 1176.9152 | 1151.5022 | 1108.4379 | 1003.9791 | 1103.7501 | 1024.7886 | 1013.9084 | 1097.1912 | 1161.5135 | 1150.2229 | 1096.7483 | 1132.0776 | 997.6418 | 1135.3512 | 1112.1188 | 1051.47 | 1069.6769 | 1150.6711
SA1 | Pumped Hydro pump | 0 | 0 | 0 | 0.007268 | 0.0074819 | 0.0096381 | 0.012087 | 0.012176 | 0.013927 | 0.015579 | 0.017119 | 0.022613 | 0.021512 | 0.022654 | 0.024848 | 0.024972 | 0.0278 | 0.028809 | 0.030558 | 0.033093 | 0.044074 | 0.059831 | 0.059027 | 0.13302 | 0.13293
SA1 | VPP pump | 69.9261 | 80.6195 | 170.8427 | 246.5811 | 240.4008 | 290.9081 | 311.2524 | 328.4203 | 335.1 | 344.285 | 335.6783 | 379.0311 | 381.5165 | 382.3172 | 427.5922 | 449.3771 | 475.4224 | 483.5797 | 515.2916 | 497.8735 | 547.6062 | 558.6285 | 537.4598 | 557.0177 | 605.7472
Region | Technology | 2021-22 | 2022-23 | 2023-24 | 2024-25 | 2025-26 | 2026-27 | 2027-28 | 2028-29 | 2029-30 | 2030-31 | 2031-32 | 2032-33 | 2033-34 | 2034-35 | 2035-36 | 2036-37 | 2037-38 | 2038-39 | 2039-40 | 2040-41 | 2041-42 | 2042-43 | 2043-44 | 2044-45 | 2045-46
TAS1 | LS Battery pump | 0.0028842 | 0.0057311 | 0.004647 | 0.0049999 | 0.0076085 | 0.035269 | 0.03803 | 0.059966 | 0.056601 | 0.057247 | 0.084958 | 0.066641 | 0.059513 | 0.073991 | 0.088455 | 0.08798 | 0.083514 | 0.08824 | 0.086884 | 0.11194 | 0.092153 | 0.089572 | 0.10194 | 0.11217 | 0.11105
TAS1 | Pumped Hydro pump | 0 | 0 | 0 | 0.0078026 | 0.013303 | 0.013807 | 0.014856 | 0.027701 | 0.032706 | 337.5973 | 393.5783 | 409.264 | 372.4673 | 438.3211 | 488.5011 | 475.9341 | 514.6468 | 475.1487 | 501.6298 | 355.0325 | 454.7184 | 454.0666 | 358.3045 | 347.4958 | 426.6585
TAS1 | VPP pump | 0.62917 | 0.39368 | 13.5434 | 17.2777 | 0.54852 | 1.4654 | 1.0071 | 47.6959 | 44.2538 | 49.5831 | 63.4886 | 61.7405 | 53.3573 | 66.4015 | 72.8795 | 70.6303 | 89.248 | 84.9265 | 98.1192 | 79.6531 | 98.1737 | 100.9757 | 88.1125 | 96.6872 | 107.6509
Non-controllable capacity
Region | Technology | 2021-22 | 2022-23 | 2023-24 | 2024-25 | 2025-26 | 2026-27 | 2027-28 | 2028-29 | 2029-30 | 2030-31 | 2031-32 | 2032-33 | 2033-34 | 2034-35 | 2035-36 | 2036-37 | 2037-38 | 2038-39 | 2039-40 | 2040-41 | 2041-42 | 2042-43 | 2043-44 | 2044-45 | 2045-46
NEM | Distributed PV | 18587.9064 | 21992.0903 | 24395.3605 | 26076.7458 | 27481.4753 | 30761.4587 | 31914.0778 | 29792.8365 | 32649.5429 | 35059.7453 | 37274.7225 | 38788.6028 | 38759.9616 | 38835.4562 | 43659.6609 | 45909.5681 | 42187.2548 | 45397.2199 | 48186.4678 | 50513.2554 | 52559.9874 | 53204.3252 | 53760.8331 | 59731.3972 | 61886.5498
NEM | Behind the meter battery | 275.6431 | 484.7463 | 623.0331 | 835.9472 | 835.5124 | 868.429 | 948.5585 | 1029.8803 | 1125.9059 | 1219.7756 | 1314.6631 | 1405.3938 | 1506.0609 | 1614.2966 | 1747.2412 | 1879.5719 | 2026.9987 | 2186.9216 | 2365.3264 | 2524.6857 | 2691.6953 | 2870.8536 | 3069.119 | 3258.3734 | 3456.1762
NEM | Behind the meter battery pump | 324.2855 | 570.2922 | 732.9851 | 983.4667 | 982.9497 | 1021.6829 | 1115.9604 | 1211.6364 | 1324.6046 | 1435.027 | 1546.6788 | 1653.403 | 1771.8325 | 1899.1753 | 2055.5803 | 2211.2707 | 2384.6989 | 2572.8469 | 2782.745 | 2970.2175 | 3166.6972 | 3377.475 | 3610.718 | 3833.3762 | 4066.1022
Region | Technology | 2021-22 | 2022-23 | 2023-24 | 2024-25 | 2025-26 | 2026-27 | 2027-28 | 2028-29 | 2029-30 | 2030-31 | 2031-32 | 2032-33 | 2033-34 | 2034-35 | 2035-36 | 2036-37 | 2037-38 | 2038-39 | 2039-40 | 2040-41 | 2041-42 | 2042-43 | 2043-44 | 2044-45 | 2045-46
NSW1 | Distributed PV | 4862.6663 | 6087.1259 | 6864.6966 | 7788.6913 | 8392.2805 | 9801.3471 | 10044.5051 | 9343.8701 | 10002.8394 | 10907.5116 | 11920.9879 | 12096.8676 | 12291.9799 | 12230.4965 | 14133.1089 | 14643.3657 | 13412.2863 | 14120.0065 | 15241.2725 | 16350.0788 | 16531.8457 | 16999.6225 | 17051.9188 | 19448.1655 | 19815.8522
NSW1 | Behind the meter battery | 113.0672 | 201.5152 | 260.0963 | 350.2696 | 349.7188 | 363.3049 | 395.4816 | 428.0355 | 466.2901 | 503.5147 | 540.148 | 574.7213 | 613.1564 | 653.7086 | 705.11 | 755.2229 | 810.1001 | 868.8883 | 936.3753 | 991.5819 | 1051.4883 | 1116.2545 | 1184.361 | 1253.1009 | 1324.0004
NSW1 | Behind the meter battery pump | 133.0205 | 237.0787 | 305.997 | 412.078 | 411.4329 | 427.4178 | 465.2751 | 503.5754 | 548.583 | 592.3673 | 635.4773 | 676.141 | 721.3576 | 769.0696 | 829.5454 | 888.4972 | 953.0568 | 1022.2216 | 1101.6229 | 1166.5679 | 1237.0452 | 1313.2405 | 1393.3602 | 1474.2326 | 1557.6598
Region | Technology | 2021-22 | 2022-23 | 2023-24 | 2024-25 | 2025-26 | 2026-27 | 2027-28 | 2028-29 | 2029-30 | 2030-31 | 2031-32 | 2032-33 | 2033-34 | 2034-35 | 2035-36 | 2036-37 | 2037-38 | 2038-39 | 2039-40 | 2040-41 | 2041-42 | 2042-43 | 2043-44 | 2044-45 | 2045-46
QLD1 | Distributed PV | 6659.3457 | 8098.4976 | 8597.4634 | 8823.4701 | 9505.2632 | 10506.9628 | 10941.4811 | 9593.0736 | 10799.0322 | 11502.3754 | 12473.0365 | 12758.7589 | 12666.9577 | 13224.7155 | 14681.8114 | 15340.3078 | 13309.2051 | 14844.8857 | 15746.3938 | 17045.2731 | 17523.895 | 17517.109 | 18364.1504 | 20186.9752 | 20966.009
QLD1 | Behind the meter battery | 58.259 | 104.4154 | 135.8548 | 185.265 | 186.2906 | 194.8622 | 213.922 | 233.8058 | 256.9665 | 279.651 | 303.1753 | 325.8706 | 350.9629 | 378.5815 | 411.0871 | 444.4248 | 480.2063 | 520.9969 | 569.1607 | 611.1931 | 656.8905 | 706.2208 | 760.1705 | 812.7953 | 871.0232
QLD1 | Behind the meter battery pump | 68.5402 | 122.8395 | 159.8307 | 217.9614 | 219.1636 | 229.2505 | 251.6819 | 275.066 | 302.3139 | 329.0018 | 356.682 | 383.3774 | 412.8979 | 445.3887 | 483.6317 | 522.8593 | 564.9427 | 612.9356 | 669.6014 | 719.0551 | 772.8132 | 830.8471 | 894.3104 | 956.2258 | 1024.7338
Region | Technology | 2021-22 | 2022-23 | 2023-24 | 2024-25 | 2025-26 | 2026-27 | 2027-28 | 2028-29 | 2029-30 | 2030-31 | 2031-32 | 2032-33 | 2033-34 | 2034-35 | 2035-36 | 2036-37 | 2037-38 | 2038-39 | 2039-40 | 2040-41 | 2041-42 | 2042-43 | 2043-44 | 2044-45 | 2045-46
VIC1 | Distributed PV | 4245.6516 | 4795.367 | 5714.8024 | 6196.2414 | 6361.5069 | 7032.3618 | 7351.697 | 7344.1485 | 8110.2886 | 8784.4994 | 8887.9413 | 9721.3668 | 9644.3884 | 9355.3121 | 10473.9625 | 11219.8093 | 10859.7704 | 11558.0935 | 12197.1444 | 12023.2955 | 13132.5531 | 13311.645 | 13091.5131 | 14468.2404 | 15177.4333
VIC1 | Behind the meter battery | 56.7687 | 101.799 | 131.2786 | 178.4538 | 178.8351 | 186.4306 | 204.373 | 223.0197 | 244.4695 | 267.2385 | 290.0847 | 311.8244 | 335.0489 | 360.9549 | 394.9586 | 424.7123 | 465.7929 | 506.4 | 546.9058 | 590.8941 | 632.3256 | 674.5705 | 729.405 | 779.0227 | 827.5534
VIC1 | Behind the meter battery pump | 66.7865 | 119.7627 | 154.4451 | 209.9462 | 210.3929 | 219.3299 | 240.4392 | 262.3832 | 287.6133 | 314.3986 | 341.2771 | 366.854 | 394.1732 | 424.6519 | 464.6581 | 499.665 | 547.9926 | 595.7638 | 643.4191 | 695.1699 | 743.9103 | 793.613 | 858.1273 | 916.4998 | 973.5911
Region | Technology | 2021-22 | 2022-23 | 2023-24 | 2024-25 | 2025-26 | 2026-27 | 2027-28 | 2028-29 | 2029-30 | 2030-31 | 2031-32 | 2032-33 | 2033-34 | 2034-35 | 2035-36 | 2036-37 | 2037-38 | 2038-39 | 2039-40 | 2040-41 | 2041-42 | 2042-43 | 2043-44 | 2044-45 | 2045-46
SA1 | Distributed PV | 2531.4284 | 2691.3925 | 2861.3039 | 2880.6899 | 2831.0586 | 2996.7446 | 3151.7996 | 3083.689 | 3290.6399 | 3397.8607 | 3509.9104 | 3701.7752 | 3645.7045 | 3533.2165 | 3826.1018 | 4138.7644 | 4045.6121 | 4306.7716 | 4422.2835 | 4515.6143 | 4765.0411 | 4753.2282 | 4646.4232 | 4965.8748 | 5255.5925
SA1 | Behind the meter battery | 40.1743 | 64.8111 | 81.9047 | 104.1007 | 102.932 | 105.5218 | 114.9175 | 123.5587 | 134.8725 | 144.321 | 154.4337 | 164.5184 | 176.6086 | 188.6467 | 201.2302 | 217.8237 | 230.8065 | 247.6447 | 266.6271 | 281.9663 | 298.9047 | 318.6632 | 336.3386 | 351.2111 | 367.6587
SA1 | Behind the meter battery pump | 47.2635 | 76.2501 | 96.3585 | 122.4709 | 121.0959 | 124.1441 | 135.1965 | 145.3639 | 158.6737 | 169.7874 | 181.6892 | 193.5508 | 207.7743 | 221.9387 | 236.7392 | 256.2627 | 271.5381 | 291.3472 | 313.681 | 331.7201 | 351.6533 | 374.8975 | 395.6923 | 413.1921 | 432.537
Region | Technology | 2021-22 | 2022-23 | 2023-24 | 2024-25 | 2025-26 | 2026-27 | 2027-28 | 2028-29 | 2029-30 | 2030-31 | 2031-32 | 2032-33 | 2033-34 | 2034-35 | 2035-36 | 2036-37 | 2037-38 | 2038-39 | 2039-40 | 2040-41 | 2041-42 | 2042-43 | 2043-44 | 2044-45 | 2045-46
TAS1 | Distributed PV | 288.8145 | 319.7073 | 357.0943 | 387.653 | 391.366 | 424.0424 | 424.5951 | 428.0553 | 446.7428 | 467.498 | 482.8465 | 509.8343 | 510.9311 | 491.7156 | 544.6762 | 567.3208 | 560.3809 | 567.4627 | 579.3735 | 578.9939 | 606.6526 | 622.7204 | 606.8276 | 662.1413 | 671.6627
TAS1 | Behind the meter battery | 7.3739 | 12.2055 | 13.8987 | 17.8581 | 17.7359 | 18.3095 | 19.8645 | 21.4606 | 23.3073 | 25.0504 | 26.8214 | 28.4591 | 30.2842 | 32.4049 | 34.8553 | 37.3882 | 40.0929 | 42.9915 | 46.2575 | 49.0504 | 52.0862 | 55.1447 | 58.8438 | 62.2434 | 65.9406
TAS1 | Behind the meter battery pump | 8.6749 | 14.3612 | 16.3539 | 21.0103 | 20.8644 | 21.5406 | 23.3676 | 25.2478 | 27.4207 | 29.4718 | 31.5532 | 33.4799 | 35.6294 | 38.1264 | 41.0059 | 43.9864 | 47.1687 | 50.5786 | 54.4206 | 57.7045 | 61.2753 | 64.8768 | 69.2278 | 73.2259 | 77.5804

## Option1_Capacity
Installed capacity by technology (MW) - SWNSW Option 1, Step Change Scenario
Capacity calculated on 1 July. In early study years some wind and solar projects enter later in the financial year and are therefore reflected in the following financial year's capacity.
Explicitly modelled generation
Region | Technology | 2021-22 | 2022-23 | 2023-24 | 2024-25 | 2025-26 | 2026-27 | 2027-28 | 2028-29 | 2029-30 | 2030-31 | 2031-32 | 2032-33 | 2033-34 | 2034-35 | 2035-36 | 2036-37 | 2037-38 | 2038-39 | 2039-40 | 2040-41 | 2041-42 | 2042-43 | 2043-44 | 2044-45 | 2045-46
NEM | Black Coal | 18386 | 17886 | 16036 | 15376 | 15376 | 15376 | 13936 | 13586 | 12926 | 10716 | 10716 | 8576 | 8576 | 8576 | 6366 | 5666 | 4556 | 4191 | 3826 | 3826 | 3826 | 2422 | 2422 | 2422 | 2057
NEM | Brown Coal | 4775 | 4775 | 4775 | 4775 | 4775 | 4412.5 | 4050 | 4050 | 3687.5 | 3325 | 3325 | 3325 | 3325 | 3325 | 3325 | 3325 | 3325 | 3325 | 3325 | 3325 | 3325 | 2767.5 | 1662.5 | 1662.5 | 1662.5
NEM | CCGT | 3138.899 | 3138.9018 | 2958.902 | 2958.902 | 2958.902 | 2958.902 | 2958.902 | 2958.9021 | 2958.9021 | 2958.9022 | 2958.9022 | 2958.9025 | 2958.9026 | 2958.9026 | 2958.9026 | 2573.9026 | 2044.9029 | 2044.903 | 1901.5031 | 1901.5031 | 1901.5032 | 1901.5035 | 1461.5035 | 1276.5045 | 632.0045
NEM | Gas - Steam | 1420 | 1300 | 1300 | 1300 | 1300 | 1300 | 1300 | 1300 | 1300 | 1300 | 1300 | 1300 | 1300 | 1300 | 500 | 500 | 500 | 500 | 0 | 0 | 0 | 0 | 0 | 0 | 0
NEM | OCGT / Diesel | 6712.6438 | 6712.6439 | 6712.6443 | 6712.6446 | 6712.6447 | 6712.6449 | 6712.6451 | 6712.6453 | 6712.6456 | 6306.6459 | 6306.6462 | 6072.3066 | 5622.307 | 5505.3074 | 5474.5026 | 5474.503 | 5665.9695 | 5665.9698 | 5225.9703 | 5105.9707 | 5105.9712 | 5170.0443 | 5468.7576 | 4366.6019 | 4466.917
NEM | Hydro | 7132.9 | 7132.9 | 7132.9 | 7132.9 | 7132.9 | 7132.9 | 7132.9 | 7132.9 | 7132.9 | 7132.9 | 7132.9 | 7132.9 | 7132.9 | 7132.9 | 7132.9 | 7132.9 | 7046.5 | 7046.5 | 7046.5 | 7046.5 | 7046.5 | 6980.5 | 6980.5 | 6980.5 | 6980.5
NEM | Wind | 9211.348 | 17224.5623 | 20563.336 | 21751.907 | 22803.1861 | 23065.0257 | 23217.0813 | 25427.5116 | 26839.3039 | 27398.3215 | 27398.3217 | 31115.5259 | 31944.4082 | 31944.4101 | 32115.1737 | 32292.942 | 34621.5802 | 35525.2627 | 35494.1478 | 34836.3729 | 36073.8278 | 39923.3196 | 39227.0729 | 38308.5833 | 36916.8536
NEM | Solar PV | 7528.4392 | 8718.4393 | 8718.4394 | 9249.6209 | 9249.6358 | 13089.9876 | 15008.9207 | 17081.7102 | 17105.5067 | 18107.8599 | 18304.3177 | 20658.0345 | 20658.0347 | 20658.0348 | 20658.0378 | 20537.0426 | 26608.5276 | 26548.1295 | 27137.6456 | 28976.7585 | 30465.7285 | 32042.8422 | 31689.0836 | 31343.9436 | 31248.6807
NEM | LS Battery | 342.3397 | 362.3417 | 362.344 | 362.3461 | 362.3472 | 5574.7812 | 6930.7297 | 6930.7532 | 6930.7536 | 6900.7537 | 6900.7538 | 6900.7539 | 6845.4239 | 6820.4239 | 6820.4239 | 6820.4239 | 6820.4239 | 6820.4239 | 6820.4239 | 6820.4239 | 6820.4149 | 6820.4135 | 6820.4114 | 6820.4097 | 6810.409
NEM | Pumped Hydro | 810 | 810 | 810 | 810.0434 | 2850.0451 | 2850.0501 | 2850.0608 | 2850.0714 | 2850.0939 | 2996.696 | 2996.6962 | 3619.8004 | 3619.8005 | 3619.8006 | 3619.8008 | 3619.801 | 5777.2363 | 5777.2369 | 5777.2379 | 5777.2388 | 7303.6948 | 7470.7879 | 7470.788 | 7470.8065 | 7470.8065
NEM | VPP | 581.81 | 725.17 | 1336.82 | 2245.34 | 2500.8 | 2708.9999 | 2853.54 | 3010.36 | 3185.2 | 3339.4999 | 3479.14 | 3611.0999 | 3746.45 | 3897.81 | 4071.4899 | 4256.73 | 4441.06 | 4639.35 | 4848.5699 | 5014.8801 | 5185.1699 | 5358.0499 | 5533.84 | 5711.54 | 5892.4599
Total excluding storage |  | 58305.2301 | 66888.4473 | 68197.2218 | 69256.9745 | 70308.2687 | 74047.9603 | 74316.4492 | 78249.6693 | 78662.7583 | 77245.6295 | 77442.0879 | 81138.6695 | 81517.5525 | 81400.5548 | 78530.5167 | 77502.2901 | 84368.4803 | 84846.765 | 83956.7668 | 85018.1051 | 87744.5307 | 91207.7095 | 88911.4176 | 86360.6333 | 83964.4558
Region | Technology | 2021-22 | 2022-23 | 2023-24 | 2024-25 | 2025-26 | 2026-27 | 2027-28 | 2028-29 | 2029-30 | 2030-31 | 2031-32 | 2032-33 | 2033-34 | 2034-35 | 2035-36 | 2036-37 | 2037-38 | 2038-39 | 2039-40 | 2040-41 | 2041-42 | 2042-43 | 2043-44 | 2044-45 | 2045-46
NSW1 | Black Coal | 10260 | 9760 | 8260 | 7600 | 7600 | 7600 | 6160 | 6160 | 5500 | 4130 | 4130 | 2690 | 2690 | 2690 | 1320 | 1320 | 660 | 660 | 660 | 660 | 660 | 0 | 0 | 0 | 0
NSW1 | Brown Coal | 0 | 0 | 0 | 0 | 0 | 0 | 0 | 0 | 0 | 0 | 0 | 0 | 0 | 0 | 0 | 0 | 0 | 0 | 0 | 0 | 0 | 0 | 0 | 0 | 0
NSW1 | CCGT | 624.999 | 624.9996 | 624.9998 | 624.9998 | 624.9998 | 624.9998 | 624.9998 | 624.9998 | 624.9998 | 624.9998 | 624.9998 | 624.9999 | 624.9999 | 624.9999 | 624.9999 | 624.9999 | 625.0001 | 625.0001 | 625.0001 | 625.0001 | 625.0001 | 625.0002 | 185.0002 | 0.0012105 | 0.0012107
NSW1 | Gas - Steam | 0 | 0 | 0 | 0 | 0 | 0 | 0 | 0 | 0 | 0 | 0 | 0 | 0 | 0 | 0 | 0 | 0 | 0 | 0 | 0 | 0 | 0 | 0 | 0 | 0
NSW1 | OCGT / Diesel | 1438.0013 | 1438.0013 | 1438.0016 | 1438.0017 | 1438.0018 | 1438.0018 | 1438.0018 | 1438.0019 | 1438.0019 | 1438.002 | 1438.0021 | 1438.0022 | 1438.0024 | 1438.0025 | 1487.1974 | 1487.1975 | 1678.6628 | 1678.6629 | 1678.6631 | 1678.6632 | 1678.6633 | 1836.7361 | 2135.4488 | 1597.8523 | 1698.1673
NSW1 | Hydro | 2525 | 2525 | 2525 | 2525 | 2525 | 2525 | 2525 | 2525 | 2525 | 2525 | 2525 | 2525 | 2525 | 2525 | 2525 | 2525 | 2525 | 2525 | 2525 | 2525 | 2525 | 2525 | 2525 | 2525 | 2525
NSW1 | Wind | 1902.45 | 4290.0241 | 5729.2537 | 5729.26 | 5729.2634 | 5729.2711 | 5729.2718 | 5752.3237 | 6178.6894 | 6325.4135 | 6325.4135 | 7139.3761 | 7667.5314 | 7667.5314 | 7667.5315 | 7621.0315 | 7351.0318 | 7148.552 | 7148.5551 | 6788.0793 | 7806.2388 | 8090.6435 | 7795.6636 | 7795.6636 | 7795.6636
NSW1 | Solar PV | 4055.8201 | 4435.8201 | 4435.8201 | 4967.0002 | 4967.0026 | 7732.5863 | 9105.5572 | 10493.4849 | 10517.2801 | 11291.5018 | 11291.5018 | 12150.537 | 12150.537 | 12150.537 | 12150.5374 | 12150.5375 | 14733.9095 | 14673.5056 | 15263.0165 | 15263.0167 | 16203.0396 | 16101.0169 | 16028.0175 | 16028.0175 | 16028.0175
NSW1 | LS Battery | 0.0055178 | 0.0064097 | 0.0078902 | 0.0095616 | 0.0097383 | 2076.0629 | 3396.6929 | 3396.6941 | 3396.6943 | 3396.6944 | 3396.6945 | 3396.6946 | 3396.6946 | 3396.6946 | 3396.6946 | 3396.6946 | 3396.6946 | 3396.6946 | 3396.6946 | 3396.6946 | 3396.6895 | 3396.689 | 3396.6875 | 3396.6862 | 3396.6861
NSW1 | Pumped Hydro | 240 | 240 | 240 | 240.0291 | 2280.0291 | 2280.0313 | 2280.033 | 2280.0352 | 2280.0411 | 2286.7638 | 2286.7639 | 2557.316 | 2557.3161 | 2557.3161 | 2557.3163 | 2557.3163 | 3658.0313 | 3658.0314 | 3658.0317 | 3658.0319 | 3658.0474 | 3658.0475 | 3658.0475 | 3658.0477 | 3658.0477
NSW1 | VPP | 238.63 | 301.4 | 557.77 | 940.55 | 1046.48 | 1131.64 | 1188.79 | 1250.47 | 1319.83 | 1377.34 | 1428.28 | 1475.49 | 1523.5201 | 1575.77 | 1637.6599 | 1703.48 | 1768.29 | 1837.91 | 1910.55 | 1964.3 | 2018.5299 | 2073.86 | 2130.05 | 2186.49 | 2243.4099
Total excluding storage |  | 20806.2704 | 23073.8452 | 23013.0751 | 22884.2617 | 22884.2675 | 25649.859 | 25582.8306 | 26993.8103 | 26783.9712 | 26334.917 | 26334.9171 | 26567.9151 | 27096.0707 | 27096.0708 | 25775.2662 | 25728.7664 | 27573.6042 | 27310.7206 | 27900.2348 | 27539.7592 | 29497.9417 | 29178.3967 | 28669.1301 | 27946.5347 | 28046.8496
Region | Technology | 2021-22 | 2022-23 | 2023-24 | 2024-25 | 2025-26 | 2026-27 | 2027-28 | 2028-29 | 2029-30 | 2030-31 | 2031-32 | 2032-33 | 2033-34 | 2034-35 | 2035-36 | 2036-37 | 2037-38 | 2038-39 | 2039-40 | 2040-41 | 2041-42 | 2042-43 | 2043-44 | 2044-45 | 2045-46
QLD1 | Black Coal | 8126 | 8126 | 7776 | 7776 | 7776 | 7776 | 7776 | 7426 | 7426 | 6586 | 6586 | 5886 | 5886 | 5886 | 5046 | 4346 | 3896 | 3531 | 3166 | 3166 | 3166 | 2422 | 2422 | 2422 | 2057
QLD1 | Brown Coal | 0 | 0 | 0 | 0 | 0 | 0 | 0 | 0 | 0 | 0 | 0 | 0 | 0 | 0 | 0 | 0 | 0 | 0 | 0 | 0 | 0 | 0 | 0 | 0 | 0
QLD1 | CCGT | 1596.9 | 1596.9006 | 1596.9006 | 1596.9006 | 1596.9006 | 1596.9006 | 1596.9006 | 1596.9006 | 1596.9006 | 1596.9006 | 1596.9006 | 1596.9007 | 1596.9007 | 1596.9007 | 1596.9007 | 1211.9007 | 1211.9008 | 1211.9008 | 1068.5008 | 1068.5008 | 1068.5008 | 1068.5008 | 1068.5008 | 1068.5008 | 424.0008
QLD1 | Gas - Steam | 0 | 0 | 0 | 0 | 0 | 0 | 0 | 0 | 0 | 0 | 0 | 0 | 0 | 0 | 0 | 0 | 0 | 0 | 0 | 0 | 0 | 0 | 0 | 0 | 0
QLD1 | OCGT / Diesel | 1909.0006 | 1909.0007 | 1909.0007 | 1909.0007 | 1909.0007 | 1909.0008 | 1909.0008 | 1909.0009 | 1909.0009 | 1909.001 | 1909.001 | 1909.0011 | 1629.0012 | 1512.0012 | 1512.0013 | 1512.0014 | 1512.0023 | 1512.0023 | 1512.0023 | 1512.0023 | 1512.0023 | 1512.0023 | 1512.0023 | 1369.0023 | 1369.0024
QLD1 | Hydro | 152.4 | 152.4 | 152.4 | 152.4 | 152.4 | 152.4 | 152.4 | 152.4 | 152.4 | 152.4 | 152.4 | 152.4 | 152.4 | 152.4 | 152.4 | 152.4 | 66 | 66 | 66 | 66 | 66 | 0 | 0 | 0 | 0
QLD1 | Wind | 648.408 | 5048.4124 | 5655.9771 | 6137.9469 | 7189.1789 | 7312.1231 | 7312.1231 | 7972.8025 | 8356.9646 | 8541.3714 | 8541.3715 | 10087.8855 | 10548.5052 | 10548.5068 | 10871.1702 | 11280.2383 | 13304.7392 | 13304.7527 | 13304.7528 | 13304.7534 | 13304.7634 | 14323.7361 | 14365.3646 | 13912.4746 | 13912.4746
QLD1 | Solar PV | 2130.0641 | 2940.0641 | 2940.0641 | 2940.0641 | 2940.0642 | 2965.8443 | 2965.8447 | 3465.6695 | 3465.6696 | 3693.8005 | 3890.2583 | 5384.9177 | 5384.9179 | 5384.9179 | 5384.9181 | 5263.9206 | 6601.997 | 6602.0001 | 6602.0001 | 8441.1126 | 8704.9504 | 9885.7674 | 9732.7674 | 9634.6274 | 9570.4675
QLD1 | LS Battery | 102.001 | 122.0013 | 122.0016 | 122.0017 | 122.002 | 1786.0253 | 1821.343 | 1821.3435 | 1821.3435 | 1821.3435 | 1821.3435 | 1821.3435 | 1821.3435 | 1821.3435 | 1821.3435 | 1821.3435 | 1821.3435 | 1821.3435 | 1821.3435 | 1821.3435 | 1821.3427 | 1821.3423 | 1821.342 | 1821.3419 | 1821.3417
QLD1 | Pumped Hydro | 570 | 570 | 570 | 570.0042 | 570.0055 | 570.0055 | 570.006 | 570.0088 | 570.0166 | 570.0599 | 570.0599 | 892.526 | 892.526 | 892.526 | 892.526 | 892.526 | 1949.2446 | 1949.2446 | 1949.2448 | 1949.2449 | 2605.6215 | 2772.7092 | 2772.7092 | 2772.7092 | 2772.7092
QLD1 | VPP | 122.87 | 156.12 | 291.21 | 496.95 | 556.75 | 606.8 | 642.73 | 681.59 | 725 | 763.92 | 799.36 | 834.18 | 869.82 | 909.54 | 953.89 | 1001.46 | 1050.64 | 1104.36 | 1161.96 | 1210.3101 | 1260.4 | 1312 | 1364.66 | 1418.01 | 1473.05
Total excluding storage |  | 14562.7728 | 19772.7778 | 20030.3425 | 20512.3124 | 21563.5445 | 21712.2688 | 21712.2692 | 22522.7735 | 22906.9357 | 22479.4735 | 22675.9315 | 25017.1049 | 25197.7249 | 25080.7265 | 24563.3903 | 23766.4609 | 26592.6393 | 26227.6559 | 25719.256 | 27558.3691 | 27822.2169 | 29212.0067 | 29100.6352 | 28406.6052 | 27332.9453
Region | Technology | 2021-22 | 2022-23 | 2023-24 | 2024-25 | 2025-26 | 2026-27 | 2027-28 | 2028-29 | 2029-30 | 2030-31 | 2031-32 | 2032-33 | 2033-34 | 2034-35 | 2035-36 | 2036-37 | 2037-38 | 2038-39 | 2039-40 | 2040-41 | 2041-42 | 2042-43 | 2043-44 | 2044-45 | 2045-46
VIC1 | Black Coal | 0 | 0 | 0 | 0 | 0 | 0 | 0 | 0 | 0 | 0 | 0 | 0 | 0 | 0 | 0 | 0 | 0 | 0 | 0 | 0 | 0 | 0 | 0 | 0 | 0
VIC1 | Brown Coal | 4775 | 4775 | 4775 | 4775 | 4775 | 4412.5 | 4050 | 4050 | 3687.5 | 3325 | 3325 | 3325 | 3325 | 3325 | 3325 | 3325 | 3325 | 3325 | 3325 | 3325 | 3325 | 2767.5 | 1662.5 | 1662.5 | 1662.5
VIC1 | CCGT | 0 | 0.00068726 | 0.00068789 | 0.00068805 | 0.00068813 | 0.0006882 | 0.00068829 | 0.00068842 | 0.00068877 | 0.0006898 | 0.00068996 | 0.00074499 | 0.00074547 | 0.0007456 | 0.00074571 | 0.00074593 | 0.00078356 | 0.00079657 | 0.00082528 | 0.00082654 | 0.00087148 | 0.00091192 | 0.0009146 | 0.00091485 | 0.00091521
VIC1 | Gas - Steam | 500 | 500 | 500 | 500 | 500 | 500 | 500 | 500 | 500 | 500 | 500 | 500 | 500 | 500 | 500 | 500 | 500 | 500 | 0 | 0 | 0 | 0 | 0 | 0 | 0
VIC1 | OCGT / Diesel | 1900.0006 | 1900.0006 | 1900.0007 | 1900.0007 | 1900.0008 | 1900.0008 | 1900.0008 | 1900.0009 | 1900.0009 | 1900.001 | 1900.001 | 1900.0011 | 1730.0012 | 1730.0012 | 1730.0013 | 1730.0014 | 1730.0015 | 1730.0016 | 1290.0017 | 1290.0018 | 1290.0019 | 1196.002 | 1196.0022 | 1196.0024 | 1196.0025
VIC1 | Hydro | 2279 | 2279 | 2279 | 2279 | 2279 | 2279 | 2279 | 2279 | 2279 | 2279 | 2279 | 2279 | 2279 | 2279 | 2279 | 2279 | 2279 | 2279 | 2279 | 2279 | 2279 | 2279 | 2279 | 2279 | 2279
VIC1 | Wind | 3928.53 | 4288.5707 | 5047.8615 | 5297.8794 | 5297.923 | 5297.9231 | 5311.0891 | 6156.2532 | 6246.955 | 6246.9633 | 6246.9633 | 7009.7712 | 7043.076 | 7043.0763 | 7043.0764 | 7043.0764 | 7194.5881 | 7964.1479 | 8085.2614 | 7826.9616 | 8046.2112 | 10288.7257 | 9964.9262 | 9652.9262 | 8604.3962
VIC1 | Solar PV | 964.5402 | 964.5402 | 964.5402 | 964.5415 | 964.5426 | 1344.5799 | 1559.4983 | 1744.5345 | 1744.5356 | 1744.5358 | 1744.5358 | 1744.536 | 1744.536 | 1744.536 | 1744.5385 | 1744.5406 | 3744.5984 | 3744.5996 | 3744.5996 | 3744.5996 | 4029.705 | 4144.531 | 4144.5312 | 4032.5312 | 4001.4282
VIC1 | LS Battery | 75.3311 | 75.3314 | 75.3315 | 75.3317 | 75.3319 | 662.0771 | 662.0772 | 662.0772 | 662.0772 | 662.0772 | 662.0772 | 662.0772 | 606.7473 | 606.7473 | 606.7473 | 606.7473 | 606.7473 | 606.7473 | 606.7473 | 606.7473 | 606.7462 | 606.746 | 606.7459 | 606.7457 | 606.7455
VIC1 | Pumped Hydro | 0 | 0 | 0 | 0.0051063 | 0.0054065 | 0.0076351 | 0.015453 | 0.015458 | 0.021185 | 0.033114 | 0.03312 | 0.16277 | 0.1628 | 0.16281 | 0.16283 | 0.16285 | 0.16345 | 0.16368 | 0.16372 | 0.16381 | 870.224 | 870.2244 | 870.2244 | 870.2244 | 870.2244
VIC1 | VPP | 119.88 | 152.38 | 281.98 | 479.84 | 536.3 | 583.16 | 616.46 | 652.91 | 693.26 | 733.3 | 769.96 | 803.37 | 837.73 | 877.67 | 922.98 | 971.86 | 1020.52 | 1072.6801 | 1127.62 | 1173.03 | 1220.1899 | 1268.45 | 1318.45 | 1370 | 1423.21
Total excluding storage |  | 14347.0708 | 14707.1122 | 15466.4031 | 15716.4222 | 15716.467 | 15734.0046 | 15599.5889 | 16629.7893 | 16357.9922 | 15995.5007 | 15995.5008 | 16758.309 | 16621.614 | 16621.6143 | 16621.6169 | 16621.6192 | 18773.1887 | 19542.7499 | 18723.8635 | 18465.5638 | 18969.9189 | 20675.7596 | 19246.9605 | 18822.9608 | 17743.3279
Region | Technology | 2021-22 | 2022-23 | 2023-24 | 2024-25 | 2025-26 | 2026-27 | 2027-28 | 2028-29 | 2029-30 | 2030-31 | 2031-32 | 2032-33 | 2033-34 | 2034-35 | 2035-36 | 2036-37 | 2037-38 | 2038-39 | 2039-40 | 2040-41 | 2041-42 | 2042-43 | 2043-44 | 2044-45 | 2045-46
SA1 | Black Coal | 0 | 0 | 0 | 0 | 0 | 0 | 0 | 0 | 0 | 0 | 0 | 0 | 0 | 0 | 0 | 0 | 0 | 0 | 0 | 0 | 0 | 0 | 0 | 0 | 0
SA1 | Brown Coal | 0 | 0 | 0 | 0 | 0 | 0 | 0 | 0 | 0 | 0 | 0 | 0 | 0 | 0 | 0 | 0 | 0 | 0 | 0 | 0 | 0 | 0 | 0 | 0 | 0
SA1 | CCGT | 709 | 709.0006 | 529.0006 | 529.0006 | 529.0006 | 529.0006 | 529.0006 | 529.0006 | 529.0006 | 529.0006 | 529.0006 | 529.0007 | 529.0007 | 529.0007 | 529.0007 | 529.0007 | 0.00071872 | 0.00072528 | 0.00074487 | 0.00074623 | 0.00079965 | 0.00084819 | 0.00090713 | 0.00090772 | 0.000908
SA1 | Gas - Steam | 920 | 800 | 800 | 800 | 800 | 800 | 800 | 800 | 800 | 800 | 800 | 800 | 800 | 800 | 0 | 0 | 0 | 0 | 0 | 0 | 0 | 0 | 0 | 0 | 0
SA1 | OCGT / Diesel | 1287.6406 | 1287.6406 | 1287.6407 | 1287.6407 | 1287.6407 | 1287.6408 | 1287.6408 | 1287.6409 | 1287.6409 | 881.641 | 881.641 | 647.3011 | 647.3012 | 647.3012 | 567.3013 | 567.3014 | 567.3015 | 567.3015 | 567.3017 | 567.3018 | 567.3019 | 567.302 | 567.3023 | 145.7425 | 145.7425
SA1 | Hydro | 0 | 0 | 0 | 0 | 0 | 0 | 0 | 0 | 0 | 0 | 0 | 0 | 0 | 0 | 0 | 0 | 0 | 0 | 0 | 0 | 0 | 0 | 0 | 0 | 0
SA1 | Wind | 2158.76 | 2885.4664 | 3001.488 | 3458.0649 | 3458.0651 | 3458.0673 | 3458.0674 | 3816.2718 | 4099.0719 | 4053.077 | 4053.077 | 4221.9701 | 4028.7725 | 4028.7725 | 3876.8725 | 3692.0726 | 4050.7983 | 4248.4984 | 3957.3782 | 3918.3784 | 3918.4141 | 4222.0139 | 4102.9182 | 4102.9184 | 3759.7186
SA1 | Solar PV | 378.014 | 378.014 | 378.0141 | 378.0142 | 378.0256 | 1046.9711 | 1378.0143 | 1378.015 | 1378.0152 | 1378.0156 | 1378.0156 | 1378.0216 | 1378.0217 | 1378.0217 | 1378.0217 | 1378.0217 | 1378.0232 | 1378.0245 | 1378.0294 | 1378.0296 | 1378.0335 | 1761.5269 | 1633.7674 | 1498.7674 | 1498.7674
SA1 | LS Battery | 165.0011 | 165.0014 | 165.0016 | 165.0017 | 165.0019 | 1050.6077 | 1050.6078 | 1050.6078 | 1050.6078 | 1020.6078 | 1020.6078 | 1020.6078 | 1020.6078 | 995.6078 | 995.6078 | 995.6078 | 995.6078 | 995.6078 | 995.6078 | 995.6078 | 995.6068 | 995.6067 | 995.6065 | 995.6065 | 985.6064
SA1 | Pumped Hydro | 0 | 0 | 0 | 0.0021019 | 0.0021412 | 0.0025351 | 0.0031551 | 0.0031907 | 0.0036725 | 0.0042728 | 0.0042868 | 0.0060946 | 0.0061291 | 0.0061375 | 0.0061514 | 0.006184 | 0.0072238 | 0.0073616 | 0.0077877 | 0.008251 | 0.01132 | 0.015562 | 0.015568 | 0.03379 | 0.033811
SA1 | VPP | 84.87 | 97.01 | 176.06 | 280.09 | 308.26 | 330.34 | 345.85 | 362.82 | 381.34 | 396.5 | 410.83 | 425.15 | 440.24 | 457.05 | 476.09 | 495.74 | 514.19 | 533.57 | 554.04 | 570.11 | 586.16 | 601.05 | 615.14 | 628.64 | 641.56
Total excluding storage |  | 5453.4146 | 6060.1216 | 5996.1434 | 6452.7204 | 6452.732 | 7121.6797 | 7452.7231 | 7810.9282 | 8093.7286 | 7641.7341 | 7641.7342 | 7576.2935 | 7383.096 | 7383.0961 | 6351.1962 | 6166.3963 | 5996.1237 | 6193.8252 | 5902.71 | 5863.7105 | 5863.7504 | 6550.8436 | 6303.9888 | 5747.4293 | 5404.2295
Region | Technology | 2021-22 | 2022-23 | 2023-24 | 2024-25 | 2025-26 | 2026-27 | 2027-28 | 2028-29 | 2029-30 | 2030-31 | 2031-32 | 2032-33 | 2033-34 | 2034-35 | 2035-36 | 2036-37 | 2037-38 | 2038-39 | 2039-40 | 2040-41 | 2041-42 | 2042-43 | 2043-44 | 2044-45 | 2045-46
TAS1 | Black Coal | 0 | 0 | 0 | 0 | 0 | 0 | 0 | 0 | 0 | 0 | 0 | 0 | 0 | 0 | 0 | 0 | 0 | 0 | 0 | 0 | 0 | 0 | 0 | 0 | 0
TAS1 | Brown Coal | 0 | 0 | 0 | 0 | 0 | 0 | 0 | 0 | 0 | 0 | 0 | 0 | 0 | 0 | 0 | 0 | 0 | 0 | 0 | 0 | 0 | 0 | 0 | 0 | 0
TAS1 | CCGT | 208 | 208.0003 | 208.0004 | 208.0004 | 208.0004 | 208.0004 | 208.0004 | 208.0004 | 208.0005 | 208.0005 | 208.0005 | 208.0006 | 208.0006 | 208.0006 | 208.0006 | 208.0006 | 208.0006 | 208.0006 | 208.0006 | 208.0006 | 208.0006 | 208.0007 | 208.0007 | 208.0007 | 208.0007
TAS1 | Gas - Steam | 0 | 0 | 0 | 0 | 0 | 0 | 0 | 0 | 0 | 0 | 0 | 0 | 0 | 0 | 0 | 0 | 0 | 0 | 0 | 0 | 0 | 0 | 0 | 0 | 0
TAS1 | OCGT / Diesel | 178.0006 | 178.0006 | 178.0007 | 178.0007 | 178.0007 | 178.0008 | 178.0008 | 178.0009 | 178.0009 | 178.001 | 178.001 | 178.0011 | 178.0012 | 178.0012 | 178.0013 | 178.0014 | 178.0014 | 178.0015 | 178.0016 | 58.0017 | 58.0018 | 58.0019 | 58.0021 | 58.0023 | 58.0024
TAS1 | Hydro | 2176.5 | 2176.5 | 2176.5 | 2176.5 | 2176.5 | 2176.5 | 2176.5 | 2176.5 | 2176.5 | 2176.5 | 2176.5 | 2176.5 | 2176.5 | 2176.5 | 2176.5 | 2176.5 | 2176.5 | 2176.5 | 2176.5 | 2176.5 | 2176.5 | 2176.5 | 2176.5 | 2176.5 | 2176.5
TAS1 | Wind | 573.2 | 712.0888 | 1128.7557 | 1128.7557 | 1128.7558 | 1267.6411 | 1406.53 | 1729.8604 | 1957.623 | 2231.4964 | 2231.4964 | 2656.5231 | 2656.5231 | 2656.5231 | 2656.5231 | 2656.5231 | 2720.423 | 2859.3116 | 2998.2002 | 2998.2002 | 2998.2003 | 2998.2004 | 2998.2004 | 2844.6004 | 2844.6004
TAS1 | Solar PV | 0.0008849 | 0.00088502 | 0.0008855 | 0.00088644 | 0.000887 | 0.0059693 | 0.0062188 | 0.0062289 | 0.0062301 | 0.0062503 | 0.006261 | 0.022151 | 0.022152 | 0.022152 | 0.022152 | 0.022153 | 149.9994 | 149.9997 | 150 | 150 | 150 | 150 | 150 | 150 | 150
TAS1 | LS Battery | 0.00095185 | 0.0012337 | 0.0013398 | 0.0014336 | 0.0016505 | 0.0082634 | 0.00884 | 0.030515 | 0.030652 | 0.030685 | 0.0307 | 0.030702 | 0.030702 | 0.030702 | 0.030702 | 0.030702 | 0.030703 | 0.030703 | 0.030703 | 0.030705 | 0.029789 | 0.029549 | 0.029524 | 0.029452 | 0.029287
TAS1 | Pumped Hydro | 0 | 0 | 0 | 0.0028651 | 0.0028937 | 0.0030183 | 0.0032276 | 0.0086899 | 0.011306 | 139.8349 | 139.8349 | 169.7895 | 169.7895 | 169.7895 | 169.7896 | 169.7896 | 169.7897 | 169.7898 | 169.7899 | 169.79 | 169.7906 | 169.7913 | 169.7913 | 169.7913 | 169.7914
TAS1 | VPP | 15.56 | 18.26 | 29.8 | 47.91 | 53.01 | 57.06 | 59.71 | 62.57 | 65.77 | 68.44 | 70.71 | 72.91 | 75.14 | 77.78 | 80.87 | 84.19 | 87.42 | 90.83 | 94.4 | 97.13 | 99.89 | 102.69 | 105.54 | 108.4 | 111.23
Total excluding storage |  | 3135.7015 | 3274.5905 | 3691.2576 | 3691.2577 | 3691.2577 | 3830.1482 | 3969.0374 | 4292.3679 | 4520.1306 | 4794.0042 | 4794.0043 | 5219.0469 | 5219.047 | 5219.0471 | 5219.0471 | 5219.0472 | 5432.9244 | 5571.8135 | 5710.7025 | 5590.7026 | 5590.7028 | 5590.703 | 5590.7031 | 5437.1034 | 5437.1035
Explicitly modelled pumping
Region | Technology | 2021-22 | 2022-23 | 2023-24 | 2024-25 | 2025-26 | 2026-27 | 2027-28 | 2028-29 | 2029-30 | 2030-31 | 2031-32 | 2032-33 | 2033-34 | 2034-35 | 2035-36 | 2036-37 | 2037-38 | 2038-39 | 2039-40 | 2040-41 | 2041-42 | 2042-43 | 2043-44 | 2044-45 | 2045-46
NEM | LS Battery pump | 342.3397 | 362.3417 | 362.344 | 362.3461 | 362.3472 | 5574.7812 | 6930.7297 | 6930.7532 | 6930.7536 | 6900.7537 | 6900.7538 | 6900.7539 | 6845.4239 | 6820.4239 | 6820.4239 | 6820.4239 | 6820.4239 | 6820.4239 | 6820.4239 | 6820.4239 | 6820.4149 | 6820.4135 | 6820.4114 | 6820.4097 | 6810.409
NEM | Pumped Hydro pump | 1330 | 1330 | 1330 | 1330.0434 | 3370.0451 | 3370.0501 | 3370.0608 | 3370.0714 | 3370.0939 | 3516.696 | 3516.6962 | 4139.8004 | 4139.8005 | 4139.8006 | 4139.8008 | 4139.801 | 6297.2363 | 6297.2369 | 6297.2379 | 6297.2388 | 7823.6948 | 7990.7879 | 7990.788 | 7990.8065 | 7990.8065
NEM | VPP pump | 581.81 | 725.17 | 1336.82 | 2245.34 | 2500.8 | 2708.9999 | 2853.54 | 3010.36 | 3185.2 | 3339.4999 | 3479.14 | 3611.0999 | 3746.45 | 3897.81 | 4071.4899 | 4256.73 | 4441.06 | 4639.35 | 4848.5699 | 5014.8801 | 5185.1699 | 5358.0499 | 5533.84 | 5711.54 | 5892.4599
Region | Technology | 2021-22 | 2022-23 | 2023-24 | 2024-25 | 2025-26 | 2026-27 | 2027-28 | 2028-29 | 2029-30 | 2030-31 | 2031-32 | 2032-33 | 2033-34 | 2034-35 | 2035-36 | 2036-37 | 2037-38 | 2038-39 | 2039-40 | 2040-41 | 2041-42 | 2042-43 | 2043-44 | 2044-45 | 2045-46
NSW1 | LS Battery pump | 0.0055178 | 0.0064097 | 0.0078902 | 0.0095616 | 0.0097383 | 2076.0629 | 3396.6929 | 3396.6941 | 3396.6943 | 3396.6944 | 3396.6945 | 3396.6946 | 3396.6946 | 3396.6946 | 3396.6946 | 3396.6946 | 3396.6946 | 3396.6946 | 3396.6946 | 3396.6946 | 3396.6895 | 3396.689 | 3396.6875 | 3396.6862 | 3396.6861
NSW1 | Pumped Hydro pump | 840 | 840 | 840 | 840.0291 | 2880.0291 | 2880.0313 | 2880.033 | 2880.0352 | 2880.0411 | 2886.7638 | 2886.7639 | 3157.316 | 3157.3161 | 3157.3161 | 3157.3163 | 3157.3163 | 4258.0313 | 4258.0314 | 4258.0317 | 4258.0319 | 4258.0474 | 4258.0475 | 4258.0475 | 4258.0477 | 4258.0477
NSW1 | VPP pump | 238.63 | 301.4 | 557.77 | 940.55 | 1046.48 | 1131.64 | 1188.79 | 1250.47 | 1319.83 | 1377.34 | 1428.28 | 1475.49 | 1523.5201 | 1575.77 | 1637.6599 | 1703.48 | 1768.29 | 1837.91 | 1910.55 | 1964.3 | 2018.5299 | 2073.86 | 2130.05 | 2186.49 | 2243.4099
Region | Technology | 2021-22 | 2022-23 | 2023-24 | 2024-25 | 2025-26 | 2026-27 | 2027-28 | 2028-29 | 2029-30 | 2030-31 | 2031-32 | 2032-33 | 2033-34 | 2034-35 | 2035-36 | 2036-37 | 2037-38 | 2038-39 | 2039-40 | 2040-41 | 2041-42 | 2042-43 | 2043-44 | 2044-45 | 2045-46
QLD1 | LS Battery pump | 102.001 | 122.0013 | 122.0016 | 122.0017 | 122.002 | 1786.0253 | 1821.343 | 1821.3435 | 1821.3435 | 1821.3435 | 1821.3435 | 1821.3435 | 1821.3435 | 1821.3435 | 1821.3435 | 1821.3435 | 1821.3435 | 1821.3435 | 1821.3435 | 1821.3435 | 1821.3427 | 1821.3423 | 1821.342 | 1821.3419 | 1821.3417
QLD1 | Pumped Hydro pump | 490 | 490 | 490 | 490.0042 | 490.0055 | 490.0055 | 490.006 | 490.0088 | 490.0166 | 490.0599 | 490.0599 | 812.526 | 812.526 | 812.526 | 812.526 | 812.526 | 1869.2446 | 1869.2446 | 1869.2448 | 1869.2449 | 2525.6215 | 2692.7092 | 2692.7092 | 2692.7092 | 2692.7092
QLD1 | VPP pump | 122.87 | 156.12 | 291.21 | 496.95 | 556.75 | 606.8 | 642.73 | 681.59 | 725 | 763.92 | 799.36 | 834.18 | 869.82 | 909.54 | 953.89 | 1001.46 | 1050.64 | 1104.36 | 1161.96 | 1210.3101 | 1260.4 | 1312 | 1364.66 | 1418.01 | 1473.05
Region | Technology | 2021-22 | 2022-23 | 2023-24 | 2024-25 | 2025-26 | 2026-27 | 2027-28 | 2028-29 | 2029-30 | 2030-31 | 2031-32 | 2032-33 | 2033-34 | 2034-35 | 2035-36 | 2036-37 | 2037-38 | 2038-39 | 2039-40 | 2040-41 | 2041-42 | 2042-43 | 2043-44 | 2044-45 | 2045-46
VIC1 | LS Battery pump | 75.3311 | 75.3314 | 75.3315 | 75.3317 | 75.3319 | 662.0771 | 662.0772 | 662.0772 | 662.0772 | 662.0772 | 662.0772 | 662.0772 | 606.7473 | 606.7473 | 606.7473 | 606.7473 | 606.7473 | 606.7473 | 606.7473 | 606.7473 | 606.7462 | 606.746 | 606.7459 | 606.7457 | 606.7455
VIC1 | Pumped Hydro pump | 0 | 0 | 0 | 0.0051063 | 0.0054065 | 0.0076351 | 0.015453 | 0.015458 | 0.021185 | 0.033114 | 0.03312 | 0.16277 | 0.1628 | 0.16281 | 0.16283 | 0.16285 | 0.16345 | 0.16368 | 0.16372 | 0.16381 | 870.224 | 870.2244 | 870.2244 | 870.2244 | 870.2244
VIC1 | VPP pump | 119.88 | 152.38 | 281.98 | 479.84 | 536.3 | 583.16 | 616.46 | 652.91 | 693.26 | 733.3 | 769.96 | 803.37 | 837.73 | 877.67 | 922.98 | 971.86 | 1020.52 | 1072.6801 | 1127.62 | 1173.03 | 1220.1899 | 1268.45 | 1318.45 | 1370 | 1423.21
Region | Technology | 2021-22 | 2022-23 | 2023-24 | 2024-25 | 2025-26 | 2026-27 | 2027-28 | 2028-29 | 2029-30 | 2030-31 | 2031-32 | 2032-33 | 2033-34 | 2034-35 | 2035-36 | 2036-37 | 2037-38 | 2038-39 | 2039-40 | 2040-41 | 2041-42 | 2042-43 | 2043-44 | 2044-45 | 2045-46
SA1 | LS Battery pump | 165.0011 | 165.0014 | 165.0016 | 165.0017 | 165.0019 | 1050.6077 | 1050.6078 | 1050.6078 | 1050.6078 | 1020.6078 | 1020.6078 | 1020.6078 | 1020.6078 | 995.6078 | 995.6078 | 995.6078 | 995.6078 | 995.6078 | 995.6078 | 995.6078 | 995.6068 | 995.6067 | 995.6065 | 995.6065 | 985.6064
SA1 | Pumped Hydro pump | 0 | 0 | 0 | 0.0021019 | 0.0021412 | 0.0025351 | 0.0031551 | 0.0031907 | 0.0036725 | 0.0042728 | 0.0042868 | 0.0060946 | 0.0061291 | 0.0061375 | 0.0061514 | 0.006184 | 0.0072238 | 0.0073616 | 0.0077877 | 0.008251 | 0.01132 | 0.015562 | 0.015568 | 0.03379 | 0.033811
SA1 | VPP pump | 84.87 | 97.01 | 176.06 | 280.09 | 308.26 | 330.34 | 345.85 | 362.82 | 381.34 | 396.5 | 410.83 | 425.15 | 440.24 | 457.05 | 476.09 | 495.74 | 514.19 | 533.57 | 554.04 | 570.11 | 586.16 | 601.05 | 615.14 | 628.64 | 641.56
Region | Technology | 2021-22 | 2022-23 | 2023-24 | 2024-25 | 2025-26 | 2026-27 | 2027-28 | 2028-29 | 2029-30 | 2030-31 | 2031-32 | 2032-33 | 2033-34 | 2034-35 | 2035-36 | 2036-37 | 2037-38 | 2038-39 | 2039-40 | 2040-41 | 2041-42 | 2042-43 | 2043-44 | 2044-45 | 2045-46
TAS1 | LS Battery pump | 0.00095185 | 0.0012337 | 0.0013398 | 0.0014336 | 0.0016505 | 0.0082634 | 0.00884 | 0.030515 | 0.030652 | 0.030685 | 0.0307 | 0.030702 | 0.030702 | 0.030702 | 0.030702 | 0.030702 | 0.030703 | 0.030703 | 0.030703 | 0.030705 | 0.029789 | 0.029549 | 0.029524 | 0.029452 | 0.029287
TAS1 | Pumped Hydro pump | 0 | 0 | 0 | 0.0028651 | 0.0028937 | 0.0030183 | 0.0032276 | 0.0086899 | 0.011306 | 139.8349 | 139.8349 | 169.7895 | 169.7895 | 169.7895 | 169.7896 | 169.7896 | 169.7897 | 169.7898 | 169.7899 | 169.79 | 169.7906 | 169.7913 | 169.7913 | 169.7913 | 169.7914
TAS1 | VPP pump | 15.56 | 18.26 | 29.8 | 47.91 | 53.01 | 57.06 | 59.71 | 62.57 | 65.77 | 68.44 | 70.71 | 72.91 | 75.14 | 77.78 | 80.87 | 84.19 | 87.42 | 90.83 | 94.4 | 97.13 | 99.89 | 102.69 | 105.54 | 108.4 | 111.23
Non-controllable capacity
Region | Technology | 2021-22 | 2022-23 | 2023-24 | 2024-25 | 2025-26 | 2026-27 | 2027-28 | 2028-29 | 2029-30 | 2030-31 | 2031-32 | 2032-33 | 2033-34 | 2034-35 | 2035-36 | 2036-37 | 2037-38 | 2038-39 | 2039-40 | 2040-41 | 2041-42 | 2042-43 | 2043-44 | 2044-45 | 2045-46
NEM | Distributed PV | 0 | 0 | 0 | 0 | 0 | 0 | 0 | 0 | 0 | 0 | 0 | 0 | 0 | 0 | 0 | 0 | 0 | 0 | 0 | 0 | 0 | 0 | 0 | 0 | 0
NEM | Behind the meter battery | 579.5 | 1031.2 | 1768.4 | 2546.3 | 3286.9 | 3921.6 | 4557.8 | 5129.8 | 5641.2 | 6325.9 | 7040.3 | 7755.8 | 8465.7 | 9049.4 | 9600.4 | 9649.8 | 9702.8 | 9740.4 | 9784.1 | 9817.1 | 9839.6 | 9854 | 9863.4 | 9870 | 9868.3
NEM | Behind the meter battery pump | 579.5 | 1031.2 | 1768.4 | 2546.3 | 3286.9 | 3921.6 | 4557.8 | 5129.8 | 5641.2 | 6325.9 | 7040.3 | 7755.8 | 8465.7 | 9049.4 | 9600.4 | 9649.8 | 9702.8 | 9740.4 | 9784.1 | 9817.1 | 9839.6 | 9854 | 9863.4 | 9870 | 9868.3
Region | Technology | 2021-22 | 2022-23 | 2023-24 | 2024-25 | 2025-26 | 2026-27 | 2027-28 | 2028-29 | 2029-30 | 2030-31 | 2031-32 | 2032-33 | 2033-34 | 2034-35 | 2035-36 | 2036-37 | 2037-38 | 2038-39 | 2039-40 | 2040-41 | 2041-42 | 2042-43 | 2043-44 | 2044-45 | 2045-46
NSW1 | Distributed PV | 0 | 0 | 0 | 0 | 0 | 0 | 0 | 0 | 0 | 0 | 0 | 0 | 0 | 0 | 0 | 0 | 0 | 0 | 0 | 0 | 0 | 0 | 0 | 0 | 0
NSW1 | Behind the meter battery | 203.5 | 385.9 | 585 | 808.6 | 1038.8 | 1231.3 | 1430.2 | 1617.7 | 1786 | 2016.8 | 2252.5 | 2492.2 | 2729.7 | 2928.2 | 3115.2 | 3140.2 | 3166.7 | 3186.3 | 3208.5 | 3226.3 | 3239.8 | 3250 | 3257.1 | 3262.4 | 3263.8
NSW1 | Behind the meter battery pump | 203.5 | 385.9 | 585 | 808.6 | 1038.8 | 1231.3 | 1430.2 | 1617.7 | 1786 | 2016.8 | 2252.5 | 2492.2 | 2729.7 | 2928.2 | 3115.2 | 3140.2 | 3166.7 | 3186.3 | 3208.5 | 3226.3 | 3239.8 | 3250 | 3257.1 | 3262.4 | 3263.8
Region | Technology | 2021-22 | 2022-23 | 2023-24 | 2024-25 | 2025-26 | 2026-27 | 2027-28 | 2028-29 | 2029-30 | 2030-31 | 2031-32 | 2032-33 | 2033-34 | 2034-35 | 2035-36 | 2036-37 | 2037-38 | 2038-39 | 2039-40 | 2040-41 | 2041-42 | 2042-43 | 2043-44 | 2044-45 | 2045-46
QLD1 | Distributed PV | 0 | 0 | 0 | 0 | 0 | 0 | 0 | 0 | 0 | 0 | 0 | 0 | 0 | 0 | 0 | 0 | 0 | 0 | 0 | 0 | 0 | 0 | 0 | 0 | 0
QLD1 | Behind the meter battery | 113 | 269.2 | 441.5 | 636.3 | 828.9 | 979.8 | 1137.4 | 1294.8 | 1435.4 | 1617.9 | 1809.9 | 1999.5 | 2187.6 | 2339.4 | 2485.7 | 2493.3 | 2502.5 | 2508.5 | 2516.2 | 2522.3 | 2525.3 | 2527.5 | 2529.3 | 2532.1 | 2532.5
QLD1 | Behind the meter battery pump | 113 | 269.2 | 441.5 | 636.3 | 828.9 | 979.8 | 1137.4 | 1294.8 | 1435.4 | 1617.9 | 1809.9 | 1999.5 | 2187.6 | 2339.4 | 2485.7 | 2493.3 | 2502.5 | 2508.5 | 2516.2 | 2522.3 | 2525.3 | 2527.5 | 2529.3 | 2532.1 | 2532.5
Region | Technology | 2021-22 | 2022-23 | 2023-24 | 2024-25 | 2025-26 | 2026-27 | 2027-28 | 2028-29 | 2029-30 | 2030-31 | 2031-32 | 2032-33 | 2033-34 | 2034-35 | 2035-36 | 2036-37 | 2037-38 | 2038-39 | 2039-40 | 2040-41 | 2041-42 | 2042-43 | 2043-44 | 2044-45 | 2045-46
VIC1 | Distributed PV | 0 | 0 | 0 | 0 | 0 | 0 | 0 | 0 | 0 | 0 | 0 | 0 | 0 | 0 | 0 | 0 | 0 | 0 | 0 | 0 | 0 | 0 | 0 | 0 | 0
VIC1 | Behind the meter battery | 127.9 | 169.9 | 458.6 | 733.5 | 991.5 | 1234.7 | 1463.3 | 1639.3 | 1795.5 | 2004.5 | 2224 | 2443.1 | 2661.2 | 2848.7 | 3022.4 | 3038.1 | 3053.6 | 3065.4 | 3078.7 | 3087.9 | 3095 | 3098.7 | 3101.4 | 3102.3 | 3102.2
VIC1 | Behind the meter battery pump | 127.9 | 169.9 | 458.6 | 733.5 | 991.5 | 1234.7 | 1463.3 | 1639.3 | 1795.5 | 2004.5 | 2224 | 2443.1 | 2661.2 | 2848.7 | 3022.4 | 3038.1 | 3053.6 | 3065.4 | 3078.7 | 3087.9 | 3095 | 3098.7 | 3101.4 | 3102.3 | 3102.2
Region | Technology | 2021-22 | 2022-23 | 2023-24 | 2024-25 | 2025-26 | 2026-27 | 2027-28 | 2028-29 | 2029-30 | 2030-31 | 2031-32 | 2032-33 | 2033-34 | 2034-35 | 2035-36 | 2036-37 | 2037-38 | 2038-39 | 2039-40 | 2040-41 | 2041-42 | 2042-43 | 2043-44 | 2044-45 | 2045-46
SA1 | Distributed PV | 0 | 0 | 0 | 0 | 0 | 0 | 0 | 0 | 0 | 0 | 0 | 0 | 0 | 0 | 0 | 0 | 0 | 0 | 0 | 0 | 0 | 0 | 0 | 0 | 0
SA1 | Behind the meter battery | 119.5 | 178 | 241.4 | 310.3 | 355.9 | 391.7 | 430.3 | 470 | 506.1 | 553.7 | 605.9 | 657.7 | 708.5 | 741 | 772.4 | 771.6 | 771.4 | 770.1 | 769.1 | 767.7 | 765.6 | 763.3 | 760.5 | 758 | 754.8
SA1 | Behind the meter battery pump | 119.5 | 178 | 241.4 | 310.3 | 355.9 | 391.7 | 430.3 | 470 | 506.1 | 553.7 | 605.9 | 657.7 | 708.5 | 741 | 772.4 | 771.6 | 771.4 | 770.1 | 769.1 | 767.7 | 765.6 | 763.3 | 760.5 | 758 | 754.8
Region | Technology | 2021-22 | 2022-23 | 2023-24 | 2024-25 | 2025-26 | 2026-27 | 2027-28 | 2028-29 | 2029-30 | 2030-31 | 2031-32 | 2032-33 | 2033-34 | 2034-35 | 2035-36 | 2036-37 | 2037-38 | 2038-39 | 2039-40 | 2040-41 | 2041-42 | 2042-43 | 2043-44 | 2044-45 | 2045-46
TAS1 | Distributed PV | 0 | 0 | 0 | 0 | 0 | 0 | 0 | 0 | 0 | 0 | 0 | 0 | 0 | 0 | 0 | 0 | 0 | 0 | 0 | 0 | 0 | 0 | 0 | 0 | 0
TAS1 | Behind the meter battery | 15.6 | 28.2 | 41.9 | 57.6 | 71.8 | 84.1 | 96.6 | 108 | 118.2 | 133 | 148 | 163.3 | 178.7 | 192.1 | 204.7 | 206.6 | 208.6 | 210.1 | 211.6 | 212.9 | 213.9 | 214.5 | 215.1 | 215.2 | 215
TAS1 | Behind the meter battery pump | 15.6 | 28.2 | 41.9 | 57.6 | 71.8 | 84.1 | 96.6 | 108 | 118.2 | 133 | 148 | 163.3 | 178.7 | 192.1 | 204.7 | 206.6 | 208.6 | 210.1 | 211.6 | 212.9 | 213.9 | 214.5 | 215.1 | 215.2 | 215

## Option1_VOM Cost
VOM cost by technology ($000s) - SWNSW Option 1, Step Change Scenario
VOM | Real June 2019 dollars discounted to June 2020
Explicitly modelled generation
Region | Technology | 2021-22 | 2022-23 | 2023-24 | 2024-25 | 2025-26 | 2026-27 | 2027-28 | 2028-29 | 2029-30 | 2030-31 | 2031-32 | 2032-33 | 2033-34 | 2034-35 | 2035-36 | 2036-37 | 2037-38 | 2038-39 | 2039-40 | 2040-41 | 2041-42 | 2042-43 | 2043-44 | 2044-45 | 2045-46
NEM | Black Coal | 318202.5441 | 216625.8968 | 190509.4498 | 173820.2106 | 152021.446 | 119616.2966 | 103414.1549 | 97817.5131 | 91144.0925 | 76226.7028 | 66556.3711 | 53690.6332 | 54197.7622 | 47043.7351 | 31780.1572 | 27996.9759 | 21543.6041 | 19284.5372 | 17160.2419 | 16052.0111 | 13540.2417 | 8722.1854 | 7740.0126 | 7464.8588 | 5941.5621
NEM | Brown Coal | 95287.341 | 69360.0735 | 67144.6145 | 56772.9405 | 52201.1304 | 44193.413 | 35975.5625 | 33486.6118 | 27153.2729 | 25372.5923 | 23617.2512 | 22688.9729 | 21287.4803 | 20182.4201 | 19146.2922 | 17804.6511 | 16084.1425 | 14066.4502 | 14219.1961 | 14040.3801 | 13315.4105 | 10872.6297 | 6391.3133 | 5980.8943 | 5741.8548
NEM | CCGT | 117115.0878 | 61665.0398 | 58906.5758 | 58976.7543 | 40062.1759 | 21329.2627 | 20084.2097 | 17735.7618 | 15052.6285 | 18716.9882 | 16072.2056 | 18609.1941 | 21669.5318 | 16621.9827 | 13271.724 | 9586.6014 | 8870.0309 | 9792.2701 | 9009.7382 | 8774.3731 | 7783.7047 | 8387.1402 | 4847.4585 | 3823.3607 | 2127.1851
NEM | Gas - Steam | 1871.3711 | 1474.1874 | 1484.3671 | 155.336 | 136.9294 | 132.413 | 124.6513 | 116.3224 | 108.5551 | 102.0384 | 98.5106 | 105.5202 | 106.462 | 119.2172 | 74.894 | 82.9729 | 123.9106 | 140.5208 | 0 | 0 | 0 | 0 | 0 | 0 | 0
NEM | OCGT / Diesel | 7178.646 | 3230.4388 | 4318.6625 | 2783.5079 | 1957.5147 | 577.1604 | 392.7759 | 200.2218 | 4.8703 | 588.0569 | 292.9182 | 871.1578 | 911.4959 | 932.4493 | 617.108 | 621.1683 | 1569.0812 | 1152.0899 | 2740.2963 | 2160.7698 | 2379.5669 | 2340.1225 | 5174.095 | 2674.9691 | 2481.3966
NEM | Hydro | 84569.3504 | 105327.8072 | 81374.3621 | 84482.0659 | 90263.5186 | 80069.4211 | 76491.326 | 83531.9426 | 68805.4153 | 55007.7529 | 65144.4701 | 49998.2724 | 51171.1273 | 53974.5837 | 47614.4116 | 44864.9953 | 48213.1828 | 39119.8957 | 31086.1875 | 36425.7813 | 28214.0867 | 28767.7451 | 30281.3283 | 26432.4228 | 25093.9709
NEM | Wind | 67887.4642 | 135584.0846 | 141193.1736 | 135448.7943 | 143209.5193 | 139636.6299 | 134408.0255 | 131116.2624 | 128513.6824 | 124784.6718 | 116661.6464 | 115052.9282 | 109058.7264 | 110957.1224 | 111042.6493 | 109757.2713 | 105706.1609 | 100161.2838 | 92201.8992 | 79271.8394 | 77074.1684 | 75868.2283 | 75985.4379 | 69646.8201 | 67678.6925
NEM | Solar PV | 16.8444 | 18.9641 | 17.9265 | 18.1141 | 16.6719 | 23.8993 | 26.081 | 24.865 | 24.5566 | 25.7359 | 25.1317 | 26.4748 | 24.2432 | 22.2512 | 22.483 | 21.184 | 23.0796 | 22.679 | 22.8272 | 23.1965 | 22.9667 | 22.0875 | 20.2065 | 19.7888 | 18.7418
NEM | LS Battery | 0.0569 | 0.1179 | 0.12278 | 0.11618 | 0.10977 | 7.9983 | 9.7269 | 9.1268 | 8.4367 | 8.0892 | 7.5093 | 7.5178 | 6.6798 | 6.1656 | 6.3972 | 6.1532 | 5.5219 | 5.2031 | 5.0736 | 4.6345 | 4.6072 | 4.2627 | 3.8856 | 3.8007 | 3.7277
NEM | Pumped Hydro | 230.9975 | 3568.1639 | 4003.5272 | 3800.5283 | 17705.7245 | 22644.3377 | 21382.0686 | 21397.9216 | 19463.2573 | 19411.245 | 16740.0397 | 17654.0236 | 14296.3102 | 13887.6418 | 15711.52 | 14117.17 | 14845.4604 | 11498.1428 | 11431.4611 | 8034.2441 | 9638.0232 | 9733.4069 | 7669.8975 | 6884.4137 | 7123.6887
NEM | VPP | 0 | 0 | 0 | 0 | 0 | 0 | 0 | 0 | 0 | 0 | 0 | 0 | 0 | 0 | 0 | 0 | 0 | 0 | 0 | 0 | 0 | 0 | 0 | 0 | 0
Total excluding storage |  | 692128.649 | 593286.4922 | 544949.1318 | 512457.7236 | 479868.9062 | 405578.4959 | 370916.7867 | 364029.5008 | 330807.0736 | 300824.5393 | 288468.5049 | 261043.1536 | 258426.8291 | 249853.7617 | 223569.7192 | 210735.8203 | 202133.1926 | 183739.7266 | 166440.3864 | 156748.3514 | 142330.1455 | 134980.1387 | 130439.8521 | 116043.1147 | 109083.4039
Region | Technology | 2021-22 | 2022-23 | 2023-24 | 2024-25 | 2025-26 | 2026-27 | 2027-28 | 2028-29 | 2029-30 | 2030-31 | 2031-32 | 2032-33 | 2033-34 | 2034-35 | 2035-36 | 2036-37 | 2037-38 | 2038-39 | 2039-40 | 2040-41 | 2041-42 | 2042-43 | 2043-44 | 2044-45 | 2045-46
NSW1 | Black Coal | 183019.4117 | 129905.1163 | 112059.2365 | 98687.2495 | 84934.7815 | 57817.4506 | 47711.792 | 45904.2853 | 41885.4523 | 32835.669 | 26519.6342 | 20077.2502 | 20446.941 | 18172.127 | 6106.1537 | 6973.5952 | 3827.0622 | 3554.3662 | 3404.4355 | 2818.6192 | 2802.9535 | 0 | 0 | 0 | 0
NSW1 | Brown Coal | 0 | 0 | 0 | 0 | 0 | 0 | 0 | 0 | 0 | 0 | 0 | 0 | 0 | 0 | 0 | 0 | 0 | 0 | 0 | 0 | 0 | 0 | 0 | 0 | 0
NSW1 | CCGT | 20801.9538 | 8648.1989 | 9735.0959 | 10233.1907 | 8648.5155 | 7712.4805 | 7051.4056 | 5504.7801 | 5984.1292 | 7501.388 | 5489.2086 | 6265.7313 | 7201.9885 | 5470.944 | 3632.0872 | 2433.8069 | 3365.9455 | 3942.2619 | 3600.0034 | 3276.7906 | 2984.5768 | 3393.611 | 527.0834 | 0.012229 | 0.011176
NSW1 | Gas - Steam | 0 | 0 | 0 | 0 | 0 | 0 | 0 | 0 | 0 | 0 | 0 | 0 | 0 | 0 | 0 | 0 | 0 | 0 | 0 | 0 | 0 | 0 | 0 | 0 | 0
NSW1 | OCGT / Diesel | 13.7434 | 0.029785 | 5.5538 | 20.7426 | 0.028572 | 0.024225 | 0.024129 | 0.023568 | 0.021777 | 0.023696 | 0.020768 | 29.4229 | 0.026194 | 0.022015 | 9.0802 | 65.0177 | 117.3018 | 0.019001 | 370.568 | 197.5508 | 342.5758 | 532.2375 | 2159.9182 | 1410.3205 | 1104.5625
NSW1 | Hydro | 13093.7261 | 14986.02 | 13780.0406 | 16518.1926 | 17200.3208 | 16584.9739 | 16096.723 | 18567.1785 | 14836.9157 | 12896.7474 | 11640.055 | 10509.4063 | 11107.8197 | 11041.1414 | 9895.7199 | 9405.2769 | 10989.9121 | 8415.039 | 7175.0437 | 6081.7806 | 5766.883 | 6403.4476 | 5909.2172 | 5355.6744 | 5159.4063
NSW1 | Wind | 13923.0081 | 33910.0007 | 41019.31 | 36495.4724 | 39265.773 | 37436.4729 | 34805.6671 | 28930.5986 | 27688.9086 | 27938.719 | 26467.7371 | 28184.95 | 27420.9265 | 27865.0397 | 27070.5908 | 25577.352 | 22258.8305 | 18723.2096 | 17719.4843 | 15036.8923 | 17279.9076 | 16379.2138 | 15802.1826 | 14764.889 | 14447.6518
NSW1 | Solar PV | 8.5723 | 9.1261 | 8.5202 | 9.6368 | 8.8896 | 14.2498 | 16.0037 | 15.5769 | 15.1067 | 16.2182 | 15.6302 | 15.5451 | 14.2718 | 13.0604 | 13.3249 | 12.6054 | 13.0265 | 12.5739 | 13.0121 | 12.2673 | 12.2251 | 11.1385 | 10.1937 | 10.1919 | 9.6412
NSW1 | LS Battery | 2.9201e-05 | 3.389e-05 | 3.7774e-05 | 3.9985e-05 | 3.9556e-05 | 3.2634 | 5.1139 | 4.8199 | 4.2967 | 4.2414 | 4.0704 | 3.9743 | 3.5948 | 3.3139 | 3.4124 | 3.2593 | 2.9312 | 2.7141 | 2.6784 | 2.4549 | 2.4031 | 2.2169 | 2.0572 | 2.0281 | 1.9805
NSW1 | Pumped Hydro | 48.9836 | 863.2099 | 972.0562 | 1080.1295 | 14920.6732 | 20596.3489 | 19444.4575 | 19421.8623 | 17506.596 | 17402.5264 | 15224.9858 | 16036.8932 | 12776.7223 | 12812.8764 | 14505.9579 | 13019.8114 | 13982.651 | 10824.299 | 10767.0173 | 7480.7293 | 8945.5221 | 8938.7666 | 7231.5218 | 6447.9776 | 6717.5286
NSW1 | VPP | 0 | 0 | 0 | 0 | 0 | 0 | 0 | 0 | 0 | 0 | 0 | 0 | 0 | 0 | 0 | 0 | 0 | 0 | 0 | 0 | 0 | 0 | 0 | 0 | 0
Total excluding storage |  | 230860.4154 | 187458.4919 | 176607.757 | 161964.4847 | 150058.3089 | 119565.6519 | 105681.6156 | 98922.4429 | 90410.5343 | 81188.7653 | 70132.2859 | 65082.3057 | 66191.9737 | 62562.3344 | 46726.9568 | 44467.654 | 40572.0785 | 34647.4696 | 32282.5469 | 27423.9007 | 29189.1218 | 26719.6483 | 24408.595 | 21541.088 | 20721.273
Region | Technology | 2021-22 | 2022-23 | 2023-24 | 2024-25 | 2025-26 | 2026-27 | 2027-28 | 2028-29 | 2029-30 | 2030-31 | 2031-32 | 2032-33 | 2033-34 | 2034-35 | 2035-36 | 2036-37 | 2037-38 | 2038-39 | 2039-40 | 2040-41 | 2041-42 | 2042-43 | 2043-44 | 2044-45 | 2045-46
QLD1 | Black Coal | 135183.1324 | 86720.7805 | 78450.2133 | 75132.9611 | 67086.6645 | 61798.846 | 55702.3629 | 51913.2278 | 49258.6402 | 43391.0338 | 40036.7369 | 33613.383 | 33750.8212 | 28871.6081 | 25674.0035 | 21023.3807 | 17716.5419 | 15730.171 | 13755.8064 | 13233.3919 | 10737.2882 | 8722.1854 | 7740.0126 | 7464.8588 | 5941.5621
QLD1 | Brown Coal | 0 | 0 | 0 | 0 | 0 | 0 | 0 | 0 | 0 | 0 | 0 | 0 | 0 | 0 | 0 | 0 | 0 | 0 | 0 | 0 | 0 | 0 | 0 | 0 | 0
QLD1 | CCGT | 70893.75 | 38391.8309 | 37800.7991 | 39489.4925 | 23357.0163 | 10457.4861 | 9964.6088 | 10141.9365 | 7076.1935 | 8199.5247 | 8834.4273 | 9388.1356 | 11054.0369 | 8044.86 | 8094.6332 | 5844.1419 | 5504.0563 | 5849.9805 | 5409.7073 | 5497.5572 | 4799.1026 | 4993.5041 | 4320.3504 | 3823.3259 | 2127.153
QLD1 | Gas - Steam | 0 | 0 | 0 | 0 | 0 | 0 | 0 | 0 | 0 | 0 | 0 | 0 | 0 | 0 | 0 | 0 | 0 | 0 | 0 | 0 | 0 | 0 | 0 | 0 | 0
QLD1 | OCGT / Diesel | 520.2942 | 0.041578 | 0.041287 | 0.041266 | 0.027192 | 0.024716 | 0.023162 | 0.023344 | 0.022405 | 0.024835 | 0.024065 | 6.1017 | 0.021572 | 0.012577 | 0.012064 | 28.9661 | 169.0735 | 0.011477 | 367.6613 | 127.721 | 123.8969 | 212.5087 | 162.5912 | 281.9917 | 582.1376
QLD1 | Hydro | 4657.1456 | 4386.7634 | 4147.7562 | 3901.9255 | 3632.9008 | 3291.0074 | 3117.1672 | 2976.556 | 2798.5294 | 2632.4508 | 2511.5995 | 2304.4002 | 2223.4305 | 1952.8824 | 1920.8547 | 1789.4892 | 534.0034 | 464.3741 | 431.5733 | 389.1051 | 407.1376 | 0 | 0 | 0 | 0
QLD1 | Wind | 5148.491 | 43510.0219 | 41999.2057 | 38539.1708 | 47433.202 | 45152.3415 | 45689.3589 | 46251.3594 | 44300.507 | 43355.5385 | 37269.2319 | 38256.4712 | 34401.9559 | 37448.1983 | 37342.6646 | 39733.293 | 43634.6565 | 41201.7801 | 38395.7608 | 30264.3242 | 28999.5169 | 26703.059 | 28785.4383 | 24943.1011 | 25623.241
QLD1 | Solar PV | 5.1894 | 6.9299 | 6.5752 | 5.9308 | 5.4786 | 5.5538 | 5.2338 | 4.8047 | 5.0256 | 5.2648 | 5.4684 | 7.0316 | 6.4468 | 5.9845 | 5.9901 | 5.5324 | 5.5717 | 5.7048 | 5.6117 | 7.0066 | 6.7175 | 7.0081 | 6.4095 | 6.2471 | 5.9036
QLD1 | LS Battery | 0.010843 | 0.050044 | 0.055251 | 0.050731 | 0.052213 | 2.563 | 2.486 | 2.1972 | 2.2156 | 2.1031 | 1.8982 | 1.9996 | 1.7791 | 1.5451 | 1.6494 | 1.5729 | 1.3476 | 1.3634 | 1.3055 | 1.2934 | 1.2299 | 1.154 | 1.0354 | 0.99436 | 0.95565
QLD1 | Pumped Hydro | 182.0139 | 2704.954 | 3031.471 | 2720.3988 | 2785.0512 | 2047.9888 | 1937.6109 | 1976.0592 | 1956.6613 | 2008.3854 | 1514.6882 | 1616.7694 | 1519.2775 | 1074.4217 | 1205.2001 | 1097.0261 | 862.4686 | 673.5481 | 664.1478 | 553.3182 | 690.8904 | 793.1627 | 437.1741 | 435.2188 | 404.8793
QLD1 | VPP | 0 | 0 | 0 | 0 | 0 | 0 | 0 | 0 | 0 | 0 | 0 | 0 | 0 | 0 | 0 | 0 | 0 | 0 | 0 | 0 | 0 | 0 | 0 | 0 | 0
Total excluding storage |  | 216408.0026 | 173016.3681 | 162404.5908 | 157069.5219 | 141515.2894 | 120705.2596 | 114478.7548 | 111287.9077 | 103438.9181 | 97583.8374 | 88657.488 | 83575.5233 | 81436.7128 | 76323.546 | 73038.1582 | 68424.8034 | 67563.9033 | 63252.0219 | 58366.1207 | 49519.106 | 45073.6597 | 40638.2652 | 41014.8021 | 36519.5246 | 34279.9973
Region | Technology | 2021-22 | 2022-23 | 2023-24 | 2024-25 | 2025-26 | 2026-27 | 2027-28 | 2028-29 | 2029-30 | 2030-31 | 2031-32 | 2032-33 | 2033-34 | 2034-35 | 2035-36 | 2036-37 | 2037-38 | 2038-39 | 2039-40 | 2040-41 | 2041-42 | 2042-43 | 2043-44 | 2044-45 | 2045-46
VIC1 | Black Coal | 0 | 0 | 0 | 0 | 0 | 0 | 0 | 0 | 0 | 0 | 0 | 0 | 0 | 0 | 0 | 0 | 0 | 0 | 0 | 0 | 0 | 0 | 0 | 0 | 0
VIC1 | Brown Coal | 95287.341 | 69360.0735 | 67144.6145 | 56772.9405 | 52201.1304 | 44193.413 | 35975.5625 | 33486.6118 | 27153.2729 | 25372.5923 | 23617.2512 | 22688.9729 | 21287.4803 | 20182.4201 | 19146.2922 | 17804.6511 | 16084.1425 | 14066.4502 | 14219.1961 | 14040.3801 | 13315.4105 | 10872.6297 | 6391.3133 | 5980.8943 | 5741.8548
VIC1 | CCGT | 0 | 0.02441 | 0.023446 | 0.021926 | 0.020259 | 0.0181 | 0.017202 | 0.015996 | 0.015284 | 0.015081 | 0.013177 | 0.014204 | 0.013753 | 0.012441 | 0.011224 | 0.010552 | 0.010809 | 0.010347 | 0.010186 | 0.0094464 | 0.0094624 | 0.009414 | 0.0090533 | 0.0081867 | 0.0075874
VIC1 | Gas - Steam | 76.6665 | 41.9458 | 41.2179 | 8.4717 | 0.0029131 | 4.6387 | 3.1725 | 0.0013236 | 0.001693 | 0.0022784 | 0.12924 | 15.4052 | 18.3582 | 37.3477 | 74.894 | 82.9729 | 123.9106 | 140.5208 | 0 | 0 | 0 | 0 | 0 | 0 | 0
VIC1 | OCGT / Diesel | 159.6185 | 176.7134 | 114.7451 | 18.7112 | 0.047263 | 0.038593 | 0.037709 | 0.033619 | 0.033618 | 0.033806 | 0.025809 | 26.7885 | 15.2833 | 0.025732 | 64.1877 | 89.9934 | 360.9475 | 233.9414 | 771.9957 | 682.9738 | 629.9806 | 559.0444 | 1371.0968 | 901.1788 | 743.1714
VIC1 | Hydro | 19362.8962 | 18365.4052 | 15882.2098 | 18269.5544 | 17701.4598 | 15741.7846 | 15010.5735 | 17900.521 | 14039.826 | 11366.6755 | 10666.0495 | 9144.1019 | 10690.41 | 10318.2163 | 9299.9484 | 8773.2875 | 10532.8953 | 8249.3822 | 6691.574 | 6227.2309 | 5398.6739 | 6280.4819 | 6073.2177 | 5428.1553 | 5148.9891
VIC1 | Wind | 28802.4651 | 32035.4828 | 30818.4299 | 31122.9828 | 30623.4714 | 30132.1971 | 28968.2617 | 28522.3288 | 28394.8371 | 25889.3653 | 26310.4806 | 24025.1621 | 23634.0839 | 23333.7691 | 23885.1583 | 22912.4007 | 19557.5819 | 20613.3766 | 18870.5456 | 18277.5981 | 15954.7228 | 18834.4508 | 18364.5869 | 17350.2616 | 15120.9468
VIC1 | Solar PV | 2.1916 | 2.0619 | 2.0199 | 1.8175 | 1.6334 | 2.2947 | 2.5379 | 2.4773 | 2.4443 | 2.3487 | 2.2115 | 2.1625 | 1.9561 | 1.767 | 1.7575 | 1.6773 | 3.1951 | 3.1319 | 2.9986 | 2.7881 | 2.9418 | 2.7 | 2.5124 | 2.3833 | 2.2641
VIC1 | LS Battery | 0.013727 | 0.024672 | 0.024457 | 0.023776 | 0.021667 | 0.87709 | 0.83722 | 0.84145 | 0.75438 | 0.67671 | 0.63054 | 0.59784 | 0.47435 | 0.52426 | 0.53754 | 0.52315 | 0.49778 | 0.45478 | 0.43466 | 0.34328 | 0.38944 | 0.35209 | 0.30885 | 0.31487 | 0.32031
VIC1 | Pumped Hydro | 0 | 0 | 0 | 2.1168e-05 | 2.2082e-05 | 3.2721e-05 | 6.0717e-05 | 5.8796e-05 | 7.2943e-05 | 9.8403e-05 | 0.00011036 | 0.00040357 | 0.00034346 | 0.00038381 | 0.00040133 | 0.00037768 | 0.00035403 | 0.00032886 | 0.00031942 | 0.00029271 | 1.3722 | 1.2522 | 1.0343 | 1.0632 | 1.1025
VIC1 | VPP | 0 | 0 | 0 | 0 | 0 | 0 | 0 | 0 | 0 | 0 | 0 | 0 | 0 | 0 | 0 | 0 | 0 | 0 | 0 | 0 | 0 | 0 | 0 | 0 | 0
Total excluding storage |  | 143691.1788 | 119981.707 | 114003.2606 | 106194.5 | 100527.7655 | 90074.3847 | 79960.1631 | 79911.9899 | 69590.431 | 62631.033 | 60596.161 | 55902.6072 | 55647.5855 | 53873.5585 | 52472.2494 | 49664.9935 | 46662.6836 | 43306.8135 | 40556.3201 | 39230.9804 | 35301.739 | 36549.3162 | 32202.7362 | 29662.8815 | 26757.2338
Region | Technology | 2021-22 | 2022-23 | 2023-24 | 2024-25 | 2025-26 | 2026-27 | 2027-28 | 2028-29 | 2029-30 | 2030-31 | 2031-32 | 2032-33 | 2033-34 | 2034-35 | 2035-36 | 2036-37 | 2037-38 | 2038-39 | 2039-40 | 2040-41 | 2041-42 | 2042-43 | 2043-44 | 2044-45 | 2045-46
SA1 | Black Coal | 0 | 0 | 0 | 0 | 0 | 0 | 0 | 0 | 0 | 0 | 0 | 0 | 0 | 0 | 0 | 0 | 0 | 0 | 0 | 0 | 0 | 0 | 0 | 0 | 0
SA1 | Brown Coal | 0 | 0 | 0 | 0 | 0 | 0 | 0 | 0 | 0 | 0 | 0 | 0 | 0 | 0 | 0 | 0 | 0 | 0 | 0 | 0 | 0 | 0 | 0 | 0 | 0
SA1 | CCGT | 25419.384 | 14624.9764 | 11370.6448 | 9254.0374 | 8056.6141 | 3159.2686 | 3068.1692 | 2089.0189 | 1992.28 | 3016.0484 | 1748.5459 | 2955.3013 | 3413.4813 | 3106.1561 | 1544.9832 | 1308.6335 | 0.0099578 | 0.0094604 | 0.0092237 | 0.0085757 | 0.0087322 | 0.0087653 | 0.0089575 | 0.0081082 | 0.0075056
SA1 | Gas - Steam | 1794.7046 | 1432.2416 | 1443.1492 | 146.8643 | 136.9265 | 127.7743 | 121.4787 | 116.3211 | 108.5534 | 102.0361 | 98.3814 | 90.1151 | 88.1038 | 81.8695 | 0 | 0 | 0 | 0 | 0 | 0 | 0 | 0 | 0 | 0 | 0
SA1 | OCGT / Diesel | 6484.9614 | 3053.6442 | 4198.3066 | 2743.9987 | 1957.4028 | 577.0644 | 392.6827 | 200.131 | 4.7822 | 587.9619 | 292.8377 | 808.8323 | 896.1516 | 932.3782 | 540.4344 | 436.4981 | 914.0507 | 915.3797 | 1213.1705 | 1133.2861 | 1250.9963 | 1016.4357 | 1416.4297 | 29.7716 | 14.1546
SA1 | Hydro | 0 | 0 | 0 | 0 | 0 | 0 | 0 | 0 | 0 | 0 | 0 | 0 | 0 | 0 | 0 | 0 | 0 | 0 | 0 | 0 | 0 | 0 | 0 | 0 | 0
SA1 | Wind | 15543.1821 | 19899.843 | 17486.5868 | 20019.9166 | 18242.1784 | 18830.0734 | 17492.4732 | 17208.9107 | 17444.6368 | 16269.6952 | 15678.4046 | 13575.8157 | 12768.7259 | 11379.6048 | 11978.8605 | 10983.3041 | 11166.9337 | 11025.2935 | 9461.9898 | 8738.5175 | 7796.3344 | 7562.3554 | 6554.8403 | 6817.9246 | 6433.0384
SA1 | Solar PV | 0.89106 | 0.84619 | 0.81108 | 0.72898 | 0.6704 | 1.801 | 2.3056 | 2.0062 | 1.98 | 1.9042 | 1.8215 | 1.7355 | 1.5686 | 1.4393 | 1.4105 | 1.369 | 1.1825 | 1.1643 | 1.1088 | 1.0465 | 0.99805 | 1.1612 | 1.0213 | 0.89734 | 0.86987
SA1 | LS Battery | 0.032296 | 0.043146 | 0.043023 | 0.041627 | 0.03584 | 1.2948 | 1.2898 | 1.2681 | 1.1699 | 1.068 | 0.91003 | 0.94594 | 0.83147 | 0.78228 | 0.79777 | 0.79769 | 0.74535 | 0.67073 | 0.65496 | 0.54276 | 0.58475 | 0.53977 | 0.4841 | 0.46337 | 0.47123
SA1 | Pumped Hydro | 0 | 0 | 0 | 1.0102e-05 | 9.8396e-06 | 1.1968e-05 | 1.4143e-05 | 1.3492e-05 | 1.4522e-05 | 1.5394e-05 | 1.5946e-05 | 1.9883e-05 | 1.7864e-05 | 1.7789e-05 | 1.8401e-05 | 1.7464e-05 | 1.8354e-05 | 1.793e-05 | 1.8015e-05 | 1.8372e-05 | 2.3156e-05 | 2.9605e-05 | 2.7665e-05 | 5.8773e-05 | 5.547e-05
SA1 | VPP | 0 | 0 | 0 | 0 | 0 | 0 | 0 | 0 | 0 | 0 | 0 | 0 | 0 | 0 | 0 | 0 | 0 | 0 | 0 | 0 | 0 | 0 | 0 | 0 | 0
Total excluding storage |  | 49243.1231 | 39011.5514 | 34499.4984 | 32165.5461 | 28393.7921 | 22695.9817 | 21077.1094 | 19616.3878 | 19552.2324 | 19977.6458 | 17819.9912 | 17431.7999 | 17168.0312 | 15501.4479 | 14065.6886 | 12729.8046 | 12082.1769 | 11941.847 | 10676.2783 | 9872.8587 | 9048.3375 | 8579.961 | 7972.3003 | 6848.6016 | 6448.0704
Region | Technology | 2021-22 | 2022-23 | 2023-24 | 2024-25 | 2025-26 | 2026-27 | 2027-28 | 2028-29 | 2029-30 | 2030-31 | 2031-32 | 2032-33 | 2033-34 | 2034-35 | 2035-36 | 2036-37 | 2037-38 | 2038-39 | 2039-40 | 2040-41 | 2041-42 | 2042-43 | 2043-44 | 2044-45 | 2045-46
TAS1 | Black Coal | 0 | 0 | 0 | 0 | 0 | 0 | 0 | 0 | 0 | 0 | 0 | 0 | 0 | 0 | 0 | 0 | 0 | 0 | 0 | 0 | 0 | 0 | 0 | 0 | 0
TAS1 | Brown Coal | 0 | 0 | 0 | 0 | 0 | 0 | 0 | 0 | 0 | 0 | 0 | 0 | 0 | 0 | 0 | 0 | 0 | 0 | 0 | 0 | 0 | 0 | 0 | 0 | 0
TAS1 | CCGT | 0 | 0.0091533 | 0.012597 | 0.011685 | 0.0097885 | 0.009284 | 0.0088264 | 0.010298 | 0.010531 | 0.012132 | 0.010645 | 0.011706 | 0.011322 | 0.010145 | 0.0090971 | 0.0085584 | 0.0084378 | 0.0078357 | 0.0081431 | 0.0073764 | 0.0071494 | 0.0069184 | 0.0067338 | 0.0062476 | 0.0058619
TAS1 | Gas - Steam | 0 | 0 | 0 | 0 | 0 | 0 | 0 | 0 | 0 | 0 | 0 | 0 | 0 | 0 | 0 | 0 | 0 | 0 | 0 | 0 | 0 | 0 | 0 | 0 | 0
TAS1 | OCGT / Diesel | 0.02859 | 0.0098805 | 0.015726 | 0.014091 | 0.0088195 | 0.0084645 | 0.0082003 | 0.010316 | 0.010303 | 0.012722 | 0.0097969 | 0.012512 | 0.013224 | 0.010824 | 3.3935 | 0.693 | 7.7077 | 2.7383 | 16.9008 | 19.2381 | 32.1173 | 19.8963 | 64.0591 | 51.7065 | 37.3706
TAS1 | Hydro | 47455.5825 | 67589.6186 | 47564.3554 | 45792.3934 | 51728.8371 | 44451.6552 | 42266.8623 | 44087.687 | 37130.1441 | 28111.8792 | 40326.7663 | 28040.364 | 27149.4671 | 30662.3435 | 26497.8884 | 24896.9417 | 26156.372 | 21991.1003 | 16787.9965 | 23727.6648 | 16641.3922 | 16083.8157 | 18298.8934 | 15648.5932 | 14785.5755
TAS1 | Wind | 4470.318 | 6228.7362 | 9869.6411 | 9271.2517 | 7644.8945 | 8085.5449 | 7452.2646 | 10203.0649 | 10684.7929 | 11331.3538 | 10935.7922 | 11010.5292 | 10833.0343 | 10930.5105 | 10765.3751 | 10550.9215 | 9088.1584 | 8597.6239 | 7754.1187 | 6954.5074 | 7043.6867 | 6389.1493 | 6478.3898 | 5770.6438 | 6053.8145
TAS1 | Solar PV | 1.4695e-06 | 8.2885e-07 | 1.124e-06 | 1.0605e-06 | 6.2945e-07 | 5.2984e-06 | 5.0208e-06 | 5.647e-06 | 5.7071e-06 | 5.3457e-06 | 4.5953e-06 | 1.81e-05 | 1.7482e-05 | 1.4888e-05 | 1.4418e-05 | 1.2917e-05 | 0.10385 | 0.10417 | 0.096082 | 0.088001 | 0.08412 | 0.07976 | 0.069577 | 0.069204 | 0.062998
TAS1 | LS Battery | 4.7909e-06 | 8.9863e-06 | 6.8851e-06 | 6.9931e-06 | 1.0045e-05 | 4.3971e-05 | 4.4765e-05 | 6.6778e-05 | 5.9447e-05 | 5.6902e-05 | 7.9637e-05 | 5.8995e-05 | 4.9745e-05 | 5.8426e-05 | 6.5887e-05 | 6.1853e-05 | 5.5474e-05 | 5.5284e-05 | 5.148e-05 | 6.2576e-05 | 4.8642e-05 | 4.4648e-05 | 4.798e-05 | 4.9822e-05 | 4.6593e-05
TAS1 | Pumped Hydro | 0 | 0 | 0 | 1.0851e-05 | 1.7459e-05 | 1.7121e-05 | 1.738e-05 | 3.069e-05 | 3.4113e-05 | 0.33312 | 0.3656 | 0.36047 | 0.31005 | 0.34332 | 0.36154 | 0.33215 | 0.34036 | 0.29536 | 0.29561 | 0.19629 | 0.23853 | 0.22528 | 0.16724 | 0.15392 | 0.17824
TAS1 | VPP | 0 | 0 | 0 | 0 | 0 | 0 | 0 | 0 | 0 | 0 | 0 | 0 | 0 | 0 | 0 | 0 | 0 | 0 | 0 | 0 | 0 | 0 | 0 | 0 | 0
Total excluding storage |  | 51925.9291 | 73818.3738 | 57434.0248 | 55063.6709 | 59373.7502 | 52537.2179 | 49719.1439 | 54290.7726 | 47814.9578 | 39443.2579 | 51262.5789 | 39050.9174 | 37982.5259 | 41592.875 | 37266.6662 | 35448.5648 | 35252.3504 | 30591.5745 | 24559.1204 | 30701.5057 | 23717.2875 | 22492.948 | 24841.4186 | 21471.019 | 20876.8294
Explicitly modelled pumping
Region | Technology | 2021-22 | 2022-23 | 2023-24 | 2024-25 | 2025-26 | 2026-27 | 2027-28 | 2028-29 | 2029-30 | 2030-31 | 2031-32 | 2032-33 | 2033-34 | 2034-35 | 2035-36 | 2036-37 | 2037-38 | 2038-39 | 2039-40 | 2040-41 | 2041-42 | 2042-43 | 2043-44 | 2044-45 | 2045-46
NEM | LS Battery pump | 0.069679 | 0.14573 | 0.15119 | 0.14347 | 0.13554 | 0.11573 | 0.11414 | 0.10926 | 0.10217 | 0.094661 | 0.084365 | 0.085498 | 0.063219 | 0.048064 | 0.055607 | 0.053549 | 0.04389 | 0.040479 | 0.042372 | 0.042093 | 0.040639 | 0.039128 | 0.029682 | 0.034916 | 0.033026
NEM | Pumped Hydro pump | 638.8112 | 9815.9308 | 10807.6022 | 10851.6537 | 30308.3502 | 38282.3135 | 36424.7836 | 36220.394 | 33161.9702 | 31087.0446 | 29123.5903 | 29182.7555 | 24437.7169 | 22692.8484 | 25357.1111 | 24364.0691 | 23022.8519 | 18841.5349 | 18091.6945 | 13811.6851 | 15495.6286 | 16145.7974 | 11555.9342 | 11213.5648 | 11509.1796
NEM | VPP pump | 0 | 0 | 0 | 0 | 0 | 0 | 0 | 0 | 0 | 0 | 0 | 0 | 0 | 0 | 0 | 0 | 0 | 0 | 0 | 0 | 0 | 0 | 0 | 0 | 0
Region | Technology | 2021-22 | 2022-23 | 2023-24 | 2024-25 | 2025-26 | 2026-27 | 2027-28 | 2028-29 | 2029-30 | 2030-31 | 2031-32 | 2032-33 | 2033-34 | 2034-35 | 2035-36 | 2036-37 | 2037-38 | 2038-39 | 2039-40 | 2040-41 | 2041-42 | 2042-43 | 2043-44 | 2044-45 | 2045-46
NSW1 | LS Battery pump | 0 | 0 | 0 | 0 | 0 | 0 | 0 | 0 | 0 | 0 | 0 | 0 | 0 | 0 | 0 | 0 | 0 | 0 | 0 | 0 | 0 | 0 | 0 | 0 | 0
NSW1 | Pumped Hydro pump | 387.7554 | 5951.2153 | 6476.5197 | 6962.0179 | 26316.9787 | 35365.0063 | 33662.4468 | 33397.367 | 30366.3927 | 28217.6141 | 26947.9325 | 26885.4477 | 22259.6771 | 21157.388 | 23645.8196 | 22797.5962 | 21785.7187 | 17890.482 | 17145.8757 | 13017.4247 | 14513.3085 | 15022.7984 | 10935.8689 | 10595.5782 | 10934.3571
NSW1 | VPP pump | 0 | 0 | 0 | 0 | 0 | 0 | 0 | 0 | 0 | 0 | 0 | 0 | 0 | 0 | 0 | 0 | 0 | 0 | 0 | 0 | 0 | 0 | 0 | 0 | 0
Region | Technology | 2021-22 | 2022-23 | 2023-24 | 2024-25 | 2025-26 | 2026-27 | 2027-28 | 2028-29 | 2029-30 | 2030-31 | 2031-32 | 2032-33 | 2033-34 | 2034-35 | 2035-36 | 2036-37 | 2037-38 | 2038-39 | 2039-40 | 2040-41 | 2041-42 | 2042-43 | 2043-44 | 2044-45 | 2045-46
QLD1 | LS Battery pump | 0.013204 | 0.061692 | 0.068207 | 0.062626 | 0.064562 | 0.050134 | 0.048351 | 0.04179 | 0.042085 | 0.042556 | 0.036349 | 0.038345 | 0.034108 | 0.027362 | 0.032474 | 0.030756 | 0.021669 | 0.020853 | 0.02233 | 0.024367 | 0.021545 | 0.021715 | 0.016378 | 0.02016 | 0.018724
QLD1 | Pumped Hydro pump | 251.0558 | 3864.7155 | 4331.0825 | 3889.6358 | 3991.3715 | 2917.3072 | 2762.3368 | 2823.027 | 2795.5775 | 2869.4305 | 2175.6578 | 2297.3078 | 2178.0398 | 1535.4604 | 1711.2915 | 1566.4729 | 1237.1332 | 951.0529 | 945.8188 | 794.2604 | 982.3201 | 1122.999 | 620.0652 | 617.9866 | 574.8225
QLD1 | VPP pump | 0 | 0 | 0 | 0 | 0 | 0 | 0 | 0 | 0 | 0 | 0 | 0 | 0 | 0 | 0 | 0 | 0 | 0 | 0 | 0 | 0 | 0 | 0 | 0 | 0
Region | Technology | 2021-22 | 2022-23 | 2023-24 | 2024-25 | 2025-26 | 2026-27 | 2027-28 | 2028-29 | 2029-30 | 2030-31 | 2031-32 | 2032-33 | 2033-34 | 2034-35 | 2035-36 | 2036-37 | 2037-38 | 2038-39 | 2039-40 | 2040-41 | 2041-42 | 2042-43 | 2043-44 | 2044-45 | 2045-46
VIC1 | LS Battery pump | 0.016827 | 0.030572 | 0.03007 | 0.029452 | 0.026736 | 0.025172 | 0.025354 | 0.025742 | 0.022797 | 0.019661 | 0.018844 | 0.017704 | 0.0044366 | 0.0045885 | 0.004991 | 0.0049422 | 0.0049929 | 0.0044108 | 0.004506 | 0.0040237 | 0.0042255 | 0.0038526 | 0.0028119 | 0.003285 | 0.0034731
VIC1 | Pumped Hydro pump | 0 | 0 | 0 | 0 | 0 | 0 | 0 | 0 | 0 | 0 | 0 | 0 | 0 | 0 | 0 | 0 | 0 | 0 | 0 | 0 | 0 | 0 | 0 | 0 | 0
VIC1 | VPP pump | 0 | 0 | 0 | 0 | 0 | 0 | 0 | 0 | 0 | 0 | 0 | 0 | 0 | 0 | 0 | 0 | 0 | 0 | 0 | 0 | 0 | 0 | 0 | 0 | 0
Region | Technology | 2021-22 | 2022-23 | 2023-24 | 2024-25 | 2025-26 | 2026-27 | 2027-28 | 2028-29 | 2029-30 | 2030-31 | 2031-32 | 2032-33 | 2033-34 | 2034-35 | 2035-36 | 2036-37 | 2037-38 | 2038-39 | 2039-40 | 2040-41 | 2041-42 | 2042-43 | 2043-44 | 2044-45 | 2045-46
SA1 | LS Battery pump | 0.039647 | 0.053462 | 0.05291 | 0.051388 | 0.04424 | 0.040426 | 0.040437 | 0.041729 | 0.037288 | 0.032444 | 0.029172 | 0.029449 | 0.024675 | 0.016113 | 0.018142 | 0.017851 | 0.017228 | 0.015215 | 0.015537 | 0.013703 | 0.014869 | 0.013561 | 0.010492 | 0.011471 | 0.010829
SA1 | Pumped Hydro pump | 0 | 0 | 0 | 0 | 0 | 0 | 0 | 0 | 0 | 0 | 0 | 0 | 0 | 0 | 0 | 0 | 0 | 0 | 0 | 0 | 0 | 0 | 0 | 0 | 0
SA1 | VPP pump | 0 | 0 | 0 | 0 | 0 | 0 | 0 | 0 | 0 | 0 | 0 | 0 | 0 | 0 | 0 | 0 | 0 | 0 | 0 | 0 | 0 | 0 | 0 | 0 | 0
Region | Technology | 2021-22 | 2022-23 | 2023-24 | 2024-25 | 2025-26 | 2026-27 | 2027-28 | 2028-29 | 2029-30 | 2030-31 | 2031-32 | 2032-33 | 2033-34 | 2034-35 | 2035-36 | 2036-37 | 2037-38 | 2038-39 | 2039-40 | 2040-41 | 2041-42 | 2042-43 | 2043-44 | 2044-45 | 2045-46
TAS1 | LS Battery pump | 0 | 0 | 0 | 0 | 0 | 0 | 0 | 0 | 0 | 0 | 0 | 0 | 0 | 0 | 0 | 0 | 0 | 0 | 0 | 0 | 0 | 0 | 0 | 0 | 0
TAS1 | Pumped Hydro pump | 0 | 0 | 0 | 0 | 0 | 0 | 0 | 0 | 0 | 0 | 0 | 0 | 0 | 0 | 0 | 0 | 0 | 0 | 0 | 0 | 0 | 0 | 0 | 0 | 0
TAS1 | VPP pump | 0 | 0 | 0 | 0 | 0 | 0 | 0 | 0 | 0 | 0 | 0 | 0 | 0 | 0 | 0 | 0 | 0 | 0 | 0 | 0 | 0 | 0 | 0 | 0 | 0

## Option1_FOM Cost
FOM cost by technology ($000s) - SWNSW Option 1, Step Change Scenario
FOM | Real June 2019 dollars discounted to June 2020. For new entrant capacity, the FOM is incurred annually in modelling. For existing capacity, FOM is considered to be a sunk cost, since the fixed retirement dates are assumed to be the same in the Base Case and the case with SWNSW. As such, early retirements are presented as an annual FOM saving, or negative cost, that continues until the assumed fixed date retirement.
Explicitly modelled generation
Region | Technology | 2021-22 | 2022-23 | 2023-24 | 2024-25 | 2025-26 | 2026-27 | 2027-28 | 2028-29 | 2029-30 | 2030-31 | 2031-32 | 2032-33 | 2033-34 | 2034-35 | 2035-36 | 2036-37 | 2037-38 | 2038-39 | 2039-40 | 2040-41 | 2041-42 | 2042-43 | 2043-44 | 2044-45 | 2045-46
NEM | Black Coal | 0 | 0 | 0 | 0 | 0 | 0 | 0 | 0 | 0 | 0 | 0 | 0 | 0 | 0 | 0 | 0 | 0 | 0 | 0 | 0 | 0 | 0 | 0 | 0 | 0
NEM | Brown Coal | 0 | 0 | 0 | 0 | 0 | 0 | 0 | 0 | 0 | 0 | 0 | 0 | 0 | 0 | 0 | 0 | 0 | 0 | 0 | 0 | 0 | 0 | 0 | 0 | 0
NEM | CCGT | 0 | 0.36156 | 0.025102 | 0.00013691 | 0 | 2.1688e-05 | 1.4902e-05 | 0.00518 | 0.0026002 | 0.0055571 | 0.00056917 | 0.015818 | 0.00085524 | 3.9641e-05 | 2.7968e-05 | 5.476e-05 | 0.011406 | 0.00052141 | 0.0018136 | 7.5313e-05 | 0.0015001 | 0.003204 | 0.00059729 | 1.1001e-05 | 6.2266e-06
NEM | Gas - Steam | 0 | 0 | 0 | 0 | 0 | 0 | 0 | 0 | 0 | 0 | 0 | 0 | 0 | 0 | 0 | 0 | 0 | 0 | 0 | 0 | 0 | 0 | 0 | 0 | 0
NEM | OCGT / Diesel | 0.21153 | 0.0034044 | 0.019782 | 0.012367 | 0.0057791 | 0.0063776 | 0.0075316 | 0.0076989 | 0.007221 | 0.0080779 | 0.0059519 | 0.0091909 | 0.0082834 | 0.0057982 | 1605.8861 | 0.0050745 | 2381.2561 | 0.0034646 | 0.0040673 | 0.002687 | 0.0025898 | 750.3922 | 1032.7161 | 317.4847 | 108.9353
NEM | Hydro | 0 | 0 | 0 | 0 | 0 | 0 | 0 | 0 | 0 | 0 | 0 | 0 | 0 | 0 | 0 | 0 | 0 | 0 | 0 | 0 | 0 | 0 | 0 | 0 | 0
NEM | Wind | 0 | 3171913.1695 | 1246141.9976 | 436276.527 | 366674.5088 | 86977.437 | 47364.4527 | 589893.7724 | 388785.6042 | 137053.362 | 0.054682 | 686507.2118 | 173654.1539 | 0.27941 | 42385.2154 | 47320.8727 | 270068.8227 | 140606.8957 | 22005.1388 | 1.6499 | 66336.5078 | 144862.2314 | 6238.7098 | 0.0079149 | 0.0035705
NEM | Solar PV | 293297.5762 | 0.004103 | 0.026512 | 91829.9257 | 2.184 | 537548.5243 | 246911.9068 | 245085.894 | 2683.1705 | 100030.5289 | 16049.209 | 188387.9994 | 0.019753 | 0.0027769 | 0.1552 | 0.21604 | 261573.7654 | 3867.2297 | 21520.0762 | 45229.6007 | 33581.2163 | 28157.1577 | 86.011 | 0.00031968 | 0.00042438
NEM | LS Battery | 1.0443 | 0.20047 | 0.20868 | 0.18387 | 0.083008 | 373835.5985 | 93677.9095 | 1.3889 | 0.0231 | 0.0096804 | 0.0026107 | 0.0065068 | 6.2203e-05 | 1.5801e-05 | 0 | 0 | 4.7617e-06 | 1.8197e-05 | 2.843e-05 | 8.6057e-05 | 0.0056782 | 0.0045097 | 0.0017656 | 0.0014869 | 0.0007452
NEM | Pumped Hydro | 0 | 0 | 0 | 7.4737 | 0.26129 | 0.70346 | 1.352 | 1.2634 | 2.4576 | 14399.4671 | 0.0096893 | 52120.709 | 0.01043 | 0.0036895 | 0.015813 | 0.0067372 | 99456.3192 | 0.020975 | 0.028547 | 0.022259 | 32372.4199 | 2858.3757 | 0.00076071 | 0.1406 | 0.00026902
NEM | VPP | 0 | 0 | 0 | 0 | 0 | 0 | 0 | 0 | 0 | 0 | 0 | 0 | 0 | 0 | 0 | 0 | 0 | 0 | 0 | 0 | 0 | 0 | 0 | 0 | 0
Total excluding storage |  | 293297.7878 | 3171913.5386 | 1246142.069 | 528106.4651 | 366676.6986 | 624525.9676 | 294276.3671 | 834979.6792 | 391468.7846 | 237083.9045 | 16049.2702 | 874895.2362 | 173654.1828 | 0.28802 | 43991.2567 | 47321.0939 | 534023.8556 | 144474.1294 | 43525.2208 | 45231.2533 | 99917.7283 | 173769.7844 | 7357.4376 | 317.493 | 108.9393
Region | Technology | 2021-22 | 2022-23 | 2023-24 | 2024-25 | 2025-26 | 2026-27 | 2027-28 | 2028-29 | 2029-30 | 2030-31 | 2031-32 | 2032-33 | 2033-34 | 2034-35 | 2035-36 | 2036-37 | 2037-38 | 2038-39 | 2039-40 | 2040-41 | 2041-42 | 2042-43 | 2043-44 | 2044-45 | 2045-46
NSW1 | Black Coal | 0 | 0 | 0 | 0 | 0 | 0 | 0 | 0 | 0 | 0 | 0 | 0 | 0 | 0 | 0 | 0 | 0 | 0 | 0 | 0 | 0 | 0 | 0 | 0 | 0
NSW1 | Brown Coal | 0 | 0 | 0 | 0 | 0 | 0 | 0 | 0 | 0 | 0 | 0 | 0 | 0 | 0 | 0 | 0 | 0 | 0 | 0 | 0 | 0 | 0 | 0 | 0 | 0
NSW1 | CCGT | 0 | 0.088028 | 0.014363 | 7.5871e-05 | 0 | 0 | 0 | 2.1904e-05 | 8.1614e-05 | 0.00026713 | 3.2863e-05 | 0.0066597 | 0.00013697 | 8.5178e-06 | 6.0689e-06 | 6.6e-06 | 0.0056135 | 2.4914e-05 | 2.1305e-05 | 5.1438e-06 | 1.4253e-05 | 0.0016391 | 8.8214e-06 | 1.0508e-06 | 7.1173e-07
NSW1 | Gas - Steam | 0 | 0 | 0 | 0 | 0 | 0 | 0 | 0 | 0 | 0 | 0 | 0 | 0 | 0 | 0 | 0 | 0 | 0 | 0 | 0 | 0 | 0 | 0 | 0 | 0
NSW1 | OCGT / Diesel | 0.077111 | 0.00079735 | 0.011963 | 0.0073549 | 0.0015892 | 0.0013488 | 0.0017028 | 0.0016312 | 0.0014799 | 0.0018527 | 0.0015713 | 0.0033362 | 0.0030879 | 0.0018555 | 1605.8823 | 0.0011049 | 2381.2419 | 0.0011303 | 0.0014642 | 0.00074917 | 0.0006737 | 750.3908 | 1032.7141 | 282.6297 | 108.9351
NSW1 | Hydro | 0 | 0 | 0 | 0 | 0 | 0 | 0 | 0 | 0 | 0 | 0 | 0 | 0 | 0 | 0 | 0 | 0 | 0 | 0 | 0 | 0 | 0 | 0 | 0 | 0
NSW1 | Wind | 0 | 1082975.8633 | 667816.672 | 2.9576 | 1.3693 | 3.0362 | 0.22507 | 6573.9171 | 129735.2758 | 35274.0978 | 0.013434 | 158196.6823 | 92289.1926 | 0.002223 | 0.011631 | 0.0062048 | 0.026812 | 0.02721 | 0.24534 | 1.5771 | 55865.4508 | 11569.2036 | 0.0013627 | 0.00045384 | 0.00039408
NSW1 | Solar PV | 293292.7097 | 0.0034358 | 0.0060841 | 91829.7244 | 0.36513 | 405868.4849 | 185044.9698 | 171318.4276 | 2683.0458 | 79488.3065 | 0.0013043 | 78103.3812 | 0.0038772 | 0.00085974 | 0.021552 | 0.0056518 | 121051.462 | 3867.0248 | 21519.9132 | 0.0058232 | 22876.2099 | 0.039799 | 0.0098742 | 5.6215e-05 | 7.219e-05
NSW1 | LS Battery | 0.61795 | 0.092575 | 0.14222 | 0.14832 | 0.014465 | 156392.5166 | 91364.2344 | 0.083643 | 0.011482 | 0.0070105 | 0.0016472 | 0.0063332 | 3.0696e-05 | 3.6862e-06 | 0 | 0 | 0 | 8.7261e-06 | 1.4478e-05 | 4.6904e-05 | 0.0030417 | 0.0026405 | 0.00068685 | 0.0010887 | 0.00039008
NSW1 | Pumped Hydro | 0 | 0 | 0 | 5.1623 | 0.00083427 | 0.33567 | 0.2358 | 0.27708 | 0.68298 | 708.1483 | 0.0035963 | 23352.5777 | 0.0029667 | 0.00092395 | 0.012677 | 0.00216 | 52097.1279 | 0.003461 | 0.0079056 | 0.0045844 | 0.36208 | 0.0019759 | 0.00014576 | 0.0017686 | 6.3922e-05
NSW1 | VPP | 0 | 0 | 0 | 0 | 0 | 0 | 0 | 0 | 0 | 0 | 0 | 0 | 0 | 0 | 0 | 0 | 0 | 0 | 0 | 0 | 0 | 0 | 0 | 0 | 0
Total excluding storage |  | 293292.7868 | 1082975.9556 | 667816.7045 | 91832.6894 | 1.736 | 405871.5224 | 185045.1966 | 177892.3464 | 132418.3231 | 114762.4064 | 0.016342 | 236300.0735 | 92289.1997 | 0.0049468 | 1605.9155 | 0.012968 | 123432.7364 | 3867.0532 | 21520.16 | 1.5836 | 78741.6614 | 12319.6358 | 1032.7253 | 282.6302 | 108.9356
Region | Technology | 2021-22 | 2022-23 | 2023-24 | 2024-25 | 2025-26 | 2026-27 | 2027-28 | 2028-29 | 2029-30 | 2030-31 | 2031-32 | 2032-33 | 2033-34 | 2034-35 | 2035-36 | 2036-37 | 2037-38 | 2038-39 | 2039-40 | 2040-41 | 2041-42 | 2042-43 | 2043-44 | 2044-45 | 2045-46
QLD1 | Black Coal | 0 | 0 | 0 | 0 | 0 | 0 | 0 | 0 | 0 | 0 | 0 | 0 | 0 | 0 | 0 | 0 | 0 | 0 | 0 | 0 | 0 | 0 | 0 | 0 | 0
QLD1 | Brown Coal | 0 | 0 | 0 | 0 | 0 | 0 | 0 | 0 | 0 | 0 | 0 | 0 | 0 | 0 | 0 | 0 | 0 | 0 | 0 | 0 | 0 | 0 | 0 | 0 | 0
QLD1 | CCGT | 0 | 0.081819 | 2.7056e-05 | 1.6024e-05 | 0 | 0 | 0 | 1.6762e-05 | 3.1501e-05 | 0.00033477 | 0.00050591 | 0.0012571 | 0.00062526 | 1.0145e-05 | 1.3208e-05 | 2.6351e-05 | 0.0031776 | 6.2385e-06 | 9.1038e-06 | 1.9673e-05 | 3.6994e-05 | 0.00044256 | 2.447e-06 | 1.8445e-06 | 1.4796e-06
QLD1 | Gas - Steam | 0 | 0 | 0 | 0 | 0 | 0 | 0 | 0 | 0 | 0 | 0 | 0 | 0 | 0 | 0 | 0 | 0 | 0 | 0 | 0 | 0 | 0 | 0 | 0 | 0
QLD1 | OCGT / Diesel | 0.035321 | 0.0008372 | 0.0015759 | 0.001632 | 0.00078327 | 0.0012946 | 0.0014534 | 0.0015976 | 0.0014339 | 0.0014702 | 0.0013474 | 0.0013293 | 0.0013385 | 0.0009912 | 0.0010741 | 0.0010741 | 0.010762 | 3.5636e-05 | 3.9805e-05 | 3.6618e-05 | 3.6305e-05 | 3.3586e-05 | 2.8037e-05 | 2.7927e-05 | 3.8843e-05
QLD1 | Hydro | 0 | 0 | 0 | 0 | 0 | 0 | 0 | 0 | 0 | 0 | 0 | 0 | 0 | 0 | 0 | 0 | 0 | 0 | 0 | 0 | 0 | 0 | 0 | 0 | 0
QLD1 | Wind | 0 | 1725191.2465 | 64505.5751 | 182270.9528 | 366658.4087 | 39469.6065 | 0.0059192 | 178395.4569 | 94755.2129 | 41416.3116 | 0.026002 | 284611.3191 | 76214.4317 | 0.22792 | 42385.1933 | 47320.8449 | 204301.3763 | 1.1787 | 0.0026701 | 0.039066 | 0.52185 | 39249.4128 | 6231.6898 | 0.0011341 | 0.00042807
QLD1 | Solar PV | 1.372 | 7.8823e-05 | 0.00021193 | 0.0022002 | 0.0042779 | 3318.2485 | 0.040426 | 54110.137 | 0.0066975 | 20542.1656 | 16049.2061 | 110282.9074 | 0.013049 | 0.00096072 | 0.0061047 | 0.11601 | 56160.94 | 0.10865 | 0.0030951 | 45229.589 | 5246.9685 | 20195.6703 | 0.0002219 | 0.00015438 | 0.00023049
QLD1 | LS Battery | 0.10636 | 0.028346 | 0.02471 | 0.01083 | 0.022654 | 118697.6774 | 2313.6282 | 0.02417 | 0.0021071 | 0.00054677 | 0.00014767 | 7.305e-05 | 1.1863e-05 | 4.5075e-06 | 0 | 0 | 0 | 2.1526e-06 | 3.11e-06 | 4.4846e-06 | 0.00099669 | 8.8802e-05 | 1.8499e-05 | 0.00010405 | 4.3063e-05
QLD1 | Pumped Hydro | 0 | 0 | 0 | 0.70441 | 0.20689 | 0.00039583 | 0.055953 | 0.33897 | 0.85724 | 4.3209 | 0.00097557 | 26355.6162 | 0.0017185 | 0.00027158 | 0.0010221 | 0.00085048 | 47359.116 | 0.0012448 | 0.0020498 | 0.0027095 | 14459.316 | 2858.2874 | 7.4645e-06 | 8.3346e-06 | 3.2828e-06
QLD1 | VPP | 0 | 0 | 0 | 0 | 0 | 0 | 0 | 0 | 0 | 0 | 0 | 0 | 0 | 0 | 0 | 0 | 0 | 0 | 0 | 0 | 0 | 0 | 0 | 0 | 0
Total excluding storage |  | 1.4073 | 1725191.3292 | 64505.5769 | 182270.9566 | 366658.4137 | 42787.8563 | 0.047799 | 232505.5955 | 94755.221 | 61958.479 | 16049.2339 | 394894.229 | 76214.4467 | 0.22988 | 42385.2005 | 47320.962 | 260462.3302 | 1.2874 | 0.0058141 | 45229.6282 | 5247.4904 | 59445.0836 | 6231.69 | 0.0013182 | 0.00069888
Region | Technology | 2021-22 | 2022-23 | 2023-24 | 2024-25 | 2025-26 | 2026-27 | 2027-28 | 2028-29 | 2029-30 | 2030-31 | 2031-32 | 2032-33 | 2033-34 | 2034-35 | 2035-36 | 2036-37 | 2037-38 | 2038-39 | 2039-40 | 2040-41 | 2041-42 | 2042-43 | 2043-44 | 2044-45 | 2045-46
VIC1 | Black Coal | 0 | 0 | 0 | 0 | 0 | 0 | 0 | 0 | 0 | 0 | 0 | 0 | 0 | 0 | 0 | 0 | 0 | 0 | 0 | 0 | 0 | 0 | 0 | 0 | 0
VIC1 | Brown Coal | 0 | 0 | 0 | 0 | 0 | 0 | 0 | 0 | 0 | 0 | 0 | 0 | 0 | 0 | 0 | 0 | 0 | 0 | 0 | 0 | 0 | 0 | 0 | 0 | 0
VIC1 | CCGT | 0 | 0.082853 | 7.0239e-05 | 1.6629e-05 | 0 | 0 | 0 | 9.906e-06 | 2.3675e-05 | 6.2994e-05 | 8.6117e-06 | 0.0027602 | 2.174e-05 | 5.3171e-06 | 3.7768e-06 | 6.9679e-06 | 0.0010348 | 0.00030853 | 0.0005774 | 2.1036e-05 | 0.00060753 | 0.0004246 | 2.0463e-05 | 1.2264e-06 | 8.7808e-07
VIC1 | Gas - Steam | 0 | 0 | 0 | 0 | 0 | 0 | 0 | 0 | 0 | 0 | 0 | 0 | 0 | 0 | 0 | 0 | 0 | 0 | 0 | 0 | 0 | 0 | 0 | 0 | 0
VIC1 | OCGT / Diesel | 0.032839 | 0.00080342 | 0.0014995 | 0.0014484 | 0.0013722 | 0.0011698 | 0.0014566 | 0.0013024 | 0.0014314 | 0.0015747 | 0.00094151 | 0.0015038 | 0.0012817 | 0.0009658 | 0.00087444 | 0.0009518 | 0.0010792 | 0.00081089 | 0.00082111 | 0.00064375 | 0.00059733 | 0.00046052 | 0.00059384 | 0.00045474 | 6.4062e-05
VIC1 | Hydro | 0 | 0 | 0 | 0 | 0 | 0 | 0 | 0 | 0 | 0 | 0 | 0 | 0 | 0 | 0 | 0 | 0 | 0 | 0 | 0 | 0 | 0 | 0 | 0 | 0
VIC1 | Wind | 0 | 17.74 | 301593.2006 | 91016.8836 | 14.6496 | 0.13912 | 3736.6507 | 219678.5082 | 21953.6587 | 1.8207 | 0.001574 | 135134.3873 | 5150.1586 | 0.042165 | 0.0046891 | 0.010498 | 21028.2157 | 98452.802 | 8604.7215 | 0.025527 | 10468.7952 | 83005.1102 | 0.019592 | 0.00047342 | 0.00051576
VIC1 | Solar PV | 0.59641 | 0.00011101 | 0.0023875 | 0.18237 | 0.15313 | 47087.211 | 24929.8101 | 19657.2616 | 0.095175 | 0.018979 | 0.00019989 | 0.01843 | 0.00012659 | 3.5179e-05 | 0.12729 | 0.093844 | 77896.3124 | 0.040023 | 0.0018219 | 0.00020609 | 5457.9603 | 1706.9931 | 0.001701 | 2.4634e-05 | 4.97e-05
VIC1 | LS Battery | 0.10894 | 0.026998 | 0.012623 | 0.014181 | 0.013768 | 39115.477 | 0.0034482 | 0.0020457 | 0.00065146 | 0.00011131 | 2.4595e-05 | 1.1352e-05 | 4.1775e-06 | 0 | 0 | 0 | 0 | 1.8318e-06 | 2.1398e-06 | 3.4051e-06 | 0.00047884 | 0.00036529 | 0.00019569 | 0.0001081 | 7.946e-05
VIC1 | Pumped Hydro | 0 | 0 | 0 | 0.80151 | 0.043463 | 0.29696 | 0.95667 | 0.00055126 | 0.58634 | 1.112 | 0.00048023 | 9.9034 | 0.0018646 | 0.00092518 | 0.0007503 | 0.001297 | 0.024948 | 0.0081864 | 0.0014323 | 0.0022792 | 17912.6645 | 0.0057279 | 0.00013594 | 8.4717e-05 | 6.6969e-05
VIC1 | VPP | 0 | 0 | 0 | 0 | 0 | 0 | 0 | 0 | 0 | 0 | 0 | 0 | 0 | 0 | 0 | 0 | 0 | 0 | 0 | 0 | 0 | 0 | 0 | 0 | 0
Total excluding storage |  | 0.62925 | 17.8238 | 301593.2045 | 91017.0674 | 14.8041 | 47087.3512 | 28666.4623 | 239335.7711 | 21953.7553 | 1.8413 | 0.002724 | 135134.4099 | 5150.16 | 0.043171 | 0.13286 | 0.1053 | 98924.5302 | 98452.8431 | 8604.7248 | 0.026398 | 15926.7567 | 84712.1042 | 0.021907 | 0.00095403 | 0.0006304
Region | Technology | 2021-22 | 2022-23 | 2023-24 | 2024-25 | 2025-26 | 2026-27 | 2027-28 | 2028-29 | 2029-30 | 2030-31 | 2031-32 | 2032-33 | 2033-34 | 2034-35 | 2035-36 | 2036-37 | 2037-38 | 2038-39 | 2039-40 | 2040-41 | 2041-42 | 2042-43 | 2043-44 | 2044-45 | 2045-46
SA1 | Black Coal | 0 | 0 | 0 | 0 | 0 | 0 | 0 | 0 | 0 | 0 | 0 | 0 | 0 | 0 | 0 | 0 | 0 | 0 | 0 | 0 | 0 | 0 | 0 | 0 | 0
SA1 | Brown Coal | 0 | 0 | 0 | 0 | 0 | 0 | 0 | 0 | 0 | 0 | 0 | 0 | 0 | 0 | 0 | 0 | 0 | 0 | 0 | 0 | 0 | 0 | 0 | 0 | 0
SA1 | CCGT | 0 | 0.074322 | 0.00014245 | 1.5633e-05 | 0 | 0 | 0 | 8.9478e-06 | 1.469e-05 | 2.6166e-05 | 1.0472e-05 | 0.0024763 | 5.7231e-05 | 1.1195e-05 | 4.9143e-06 | 9.2522e-06 | 0.0015253 | 0.00015707 | 0.00039803 | 2.3012e-05 | 0.00072926 | 0.0005147 | 0.00045514 | 2.905e-06 | 6.8129e-07
SA1 | Gas - Steam | 0 | 0 | 0 | 0 | 0 | 0 | 0 | 0 | 0 | 0 | 0 | 0 | 0 | 0 | 0 | 0 | 0 | 0 | 0 | 0 | 0 | 0 | 0 | 0 | 0
SA1 | OCGT / Diesel | 0.032894 | 0.00077044 | 0.0028868 | 0.00050694 | 0.0011134 | 0.0010823 | 0.0014114 | 0.0013662 | 0.0013893 | 0.0014726 | 0.001042 | 0.0014471 | 0.0012533 | 0.0010383 | 0.00091807 | 0.00095836 | 0.0012337 | 0.00069722 | 0.00086326 | 0.00064235 | 0.00067453 | 0.0004181 | 0.00094156 | 34.8541 | 6.6292e-06
SA1 | Hydro | 0 | 0 | 0 | 0 | 0 | 0 | 0 | 0 | 0 | 0 | 0 | 0 | 0 | 0 | 0 | 0 | 0 | 0 | 0 | 0 | 0 | 0 | 0 | 0 | 0
SA1 | Wind | 0 | 303438.0991 | 44835.3431 | 162985.7279 | 0.078853 | 0.66306 | 0.029204 | 99572.6477 | 86982.7759 | 1.0662 | 0.0040403 | 29339.2323 | 0.36551 | 0.005687 | 0.0049731 | 0.0092107 | 37868.9322 | 29283.2666 | 2478.784 | 0.0077988 | 1.738 | 11038.5031 | 6.9985 | 0.005557 | 0.0018296
SA1 | Solar PV | 2.7177 | 0.00045544 | 0.017744 | 0.016527 | 1.6614 | 81273.883 | 36937.055 | 0.066621 | 0.022733 | 0.035913 | 0.00045494 | 0.4433 | 0.0026527 | 0.00090661 | 0.00023428 | 0.00050087 | 0.065027 | 0.045825 | 0.14973 | 0.0055945 | 0.077649 | 6254.4544 | 85.9992 | 8.252e-05 | 7.0252e-05
SA1 | LS Battery | 0.11196 | 0.025371 | 0.019649 | 0.0028038 | 0.015628 | 59629.4645 | 0.0063597 | 0.0028899 | 0.0014762 | 0.00042155 | 0.00010535 | 2.6915e-05 | 6.8552e-06 | 3.6141e-06 | 0 | 0 | 2.2313e-06 | 2.7024e-06 | 4.8802e-06 | 2.7371e-06 | 0.00076931 | 0.0010678 | 0.00036983 | 9.8458e-05 | 0.00013401
SA1 | Pumped Hydro | 0 | 0 | 0 | 0.33322 | 0.0057545 | 0.053009 | 0.07663 | 0.00403 | 0.049815 | 0.056517 | 0.0012014 | 0.13946 | 0.0023917 | 0.00052272 | 0.00076779 | 0.0015773 | 0.043991 | 0.0050215 | 0.013186 | 0.011912 | 0.06381 | 0.068495 | 7.7345e-05 | 0.13859 | 7.9e-05
SA1 | VPP | 0 | 0 | 0 | 0 | 0 | 0 | 0 | 0 | 0 | 0 | 0 | 0 | 0 | 0 | 0 | 0 | 0 | 0 | 0 | 0 | 0 | 0 | 0 | 0 | 0
Total excluding storage |  | 2.7506 | 303438.1746 | 44835.3638 | 162985.7449 | 1.7413 | 81274.5471 | 36937.0857 | 99572.7157 | 86982.8 | 1.1036 | 0.0055477 | 29339.6795 | 0.36948 | 0.0076431 | 0.0061304 | 0.010679 | 37869 | 29283.3133 | 2478.935 | 0.014059 | 1.8171 | 17292.9584 | 92.9991 | 34.8598 | 0.0019072
Region | Technology | 2021-22 | 2022-23 | 2023-24 | 2024-25 | 2025-26 | 2026-27 | 2027-28 | 2028-29 | 2029-30 | 2030-31 | 2031-32 | 2032-33 | 2033-34 | 2034-35 | 2035-36 | 2036-37 | 2037-38 | 2038-39 | 2039-40 | 2040-41 | 2041-42 | 2042-43 | 2043-44 | 2044-45 | 2045-46
TAS1 | Black Coal | 0 | 0 | 0 | 0 | 0 | 0 | 0 | 0 | 0 | 0 | 0 | 0 | 0 | 0 | 0 | 0 | 0 | 0 | 0 | 0 | 0 | 0 | 0 | 0 | 0
TAS1 | Brown Coal | 0 | 0 | 0 | 0 | 0 | 0 | 0 | 0 | 0 | 0 | 0 | 0 | 0 | 0 | 0 | 0 | 0 | 0 | 0 | 0 | 0 | 0 | 0 | 0 | 0
TAS1 | CCGT | 0 | 0.034541 | 0.010499 | 1.2758e-05 | 0 | 2.1688e-05 | 1.4902e-05 | 0.0051225 | 0.0024487 | 0.004866 | 1.131e-05 | 0.0026647 | 1.4033e-05 | 4.4655e-06 | 0 | 5.5892e-06 | 5.4466e-05 | 2.465e-05 | 0.00080773 | 6.4477e-06 | 0.00011201 | 0.00018311 | 0.00011042 | 3.9746e-06 | 2.4758e-06
TAS1 | Gas - Steam | 0 | 0 | 0 | 0 | 0 | 0 | 0 | 0 | 0 | 0 | 0 | 0 | 0 | 0 | 0 | 0 | 0 | 0 | 0 | 0 | 0 | 0 | 0 | 0 | 0
TAS1 | OCGT / Diesel | 0.033368 | 0.00019598 | 0.0018575 | 0.0014248 | 0.00092102 | 0.0014821 | 0.0015075 | 0.0018016 | 0.0014866 | 0.0017078 | 0.0010497 | 0.0015745 | 0.001322 | 0.00094733 | 0.00090731 | 0.00098533 | 0.0010872 | 0.0007905 | 0.00087896 | 0.00061511 | 0.00060794 | 0.00047459 | 0.00049112 | 0.00048583 | 5.6036e-05
TAS1 | Hydro | 0 | 0 | 0 | 0 | 0 | 0 | 0 | 0 | 0 | 0 | 0 | 0 | 0 | 0 | 0 | 0 | 0 | 0 | 0 | 0 | 0 | 0 | 0 | 0 | 0
TAS1 | Wind | 0 | 60290.2207 | 167391.2068 | 0.0051925 | 0.0024339 | 47503.9921 | 43627.5418 | 85673.2424 | 55358.681 | 60360.0657 | 0.0096321 | 79225.5908 | 0.0054992 | 0.0014201 | 0.0008039 | 0.001909 | 6870.2717 | 12869.6213 | 10921.3852 | 0.0004208 | 0.0020087 | 0.001705 | 0.00061186 | 0.00029651 | 0.0004029
TAS1 | Solar PV | 0.1804 | 2.1843e-05 | 8.4773e-05 | 0.00015139 | 8.3531e-05 | 0.69696 | 0.031422 | 0.001154 | 0.00013426 | 0.0019331 | 0.0009325 | 1.2491 | 4.7912e-05 | 1.4631e-05 | 1.3346e-05 | 3.4769e-05 | 6464.986 | 0.010396 | 0.0083538 | 2.7781e-06 | 2.9512e-06 | 2.7055e-06 | 2.2919e-06 | 1.9312e-06 | 1.7497e-06
TAS1 | LS Battery | 0.099052 | 0.027183 | 0.0094749 | 0.0077307 | 0.016493 | 0.4629 | 0.037065 | 1.2761 | 0.0073829 | 0.0015903 | 0.00068583 | 6.2226e-05 | 8.6116e-06 | 3.9927e-06 | 0 | 0 | 2.5304e-06 | 2.784e-06 | 3.8221e-06 | 2.8526e-05 | 0.00039161 | 0.00034729 | 0.00049472 | 8.7575e-05 | 9.8586e-05
TAS1 | Pumped Hydro | 0 | 0 | 0 | 0.4722 | 0.0043535 | 0.017426 | 0.026898 | 0.64278 | 0.28121 | 13685.8294 | 0.0034358 | 2402.4723 | 0.0014889 | 0.001046 | 0.00059607 | 0.00085243 | 0.0063293 | 0.0030608 | 0.0039732 | 0.00077387 | 0.01356 | 0.012072 | 0.0003942 | 0.00014863 | 5.5844e-05
TAS1 | VPP | 0 | 0 | 0 | 0 | 0 | 0 | 0 | 0 | 0 | 0 | 0 | 0 | 0 | 0 | 0 | 0 | 0 | 0 | 0 | 0 | 0 | 0 | 0 | 0 | 0
Total excluding storage |  | 0.21377 | 60290.2554 | 167391.2192 | 0.0067815 | 0.0034384 | 47504.6906 | 43627.5747 | 85673.2505 | 55358.685 | 60360.0743 | 0.011626 | 79226.8442 | 0.0068832 | 0.0023865 | 0.0017246 | 0.0029347 | 13335.2588 | 12869.6325 | 10921.3953 | 0.0010451 | 0.0027316 | 0.0023654 | 0.0012157 | 0.00078825 | 0.00046316

## Option1_Fuel Cost
Fuel cost by technology ($000s) - SWNSW Option 1, Step Change Scenario
Fuel | Real June 2019 dollars discounted to June 2020
Explicitly modelled generation
Region | Technology | 2021-22 | 2022-23 | 2023-24 | 2024-25 | 2025-26 | 2026-27 | 2027-28 | 2028-29 | 2029-30 | 2030-31 | 2031-32 | 2032-33 | 2033-34 | 2034-35 | 2035-36 | 2036-37 | 2037-38 | 2038-39 | 2039-40 | 2040-41 | 2041-42 | 2042-43 | 2043-44 | 2044-45 | 2045-46
NEM | Black Coal | 1484362.11 | 986550.0865 | 883434.7015 | 784679.1375 | 679365.141 | 531275.71 | 447342.3945 | 432093.378 | 391388.0472 | 336470.5885 | 296228.0275 | 228232.7395 | 230046.382 | 194436.4942 | 126732.846 | 109089.282 | 77897.725 | 69334.0455 | 61482.1655 | 56804.627 | 48745.6349 | 28882.441 | 25908.7507 | 24802.4214 | 19459.1173
NEM | Brown Coal | 180372.04 | 132255.233 | 127881.719 | 108242.484 | 99749.9285 | 83915.5325 | 67543.4685 | 63139.069 | 50538.8335 | 46564.146 | 43322.6295 | 41621.2195 | 39058.272 | 37034.4485 | 35127.5335 | 32664.792 | 29483.7808 | 25824.4257 | 26104.1432 | 25762.2038 | 24431.4136 | 19873.1927 | 11719.6953 | 10970.3398 | 10529.3311
NEM | CCGT | 860158.2836 | 463950.9571 | 446240.7592 | 444451.5402 | 346277.2803 | 215214.91 | 206449.5056 | 184358.5945 | 177420.6393 | 218152.944 | 191448.9032 | 220847.0795 | 255720.7937 | 201412.1015 | 167217.4587 | 124651.02 | 114251.801 | 124404.5064 | 115150.9461 | 112788.8108 | 100962.197 | 107124.3162 | 68780.4221 | 55306.2147 | 34162.116
NEM | Gas - Steam | 71972.4762 | 60134.2144 | 64501.04 | 6932.3995 | 6364.4266 | 6377.5004 | 6171.2216 | 5913.4034 | 5628.2251 | 5385.8889 | 5275.0126 | 5695.8504 | 5811.2485 | 6546.4085 | 4049.9002 | 4527.8905 | 6817.6525 | 7788.2795 | 0 | 0 | 0 | 0 | 0 | 0 | 0
NEM | OCGT / Diesel | 44951.5495 | 21301.9304 | 30012.7219 | 19572.4579 | 14208.8843 | 4345.6139 | 3038.3315 | 1588.9124 | 40.1419 | 4842.3158 | 2447.069 | 7597.149 | 7865.9803 | 8075.3325 | 5724.8843 | 6258.3659 | 16870.387 | 11292.6339 | 31146.0915 | 23858.5136 | 26544.9351 | 26892.8065 | 61996.0199 | 35446.397 | 33106.6634
NEM | Hydro | 0 | 0 | 0 | 0 | 0 | 0 | 0 | 0 | 0 | 0 | 0 | 0 | 0 | 0 | 0 | 0 | 0 | 0 | 0 | 0 | 0 | 0 | 0 | 0 | 0
NEM | Wind | 0 | 0 | 0 | 0 | 0 | 0 | 0 | 0 | 0 | 0 | 0 | 0 | 0 | 0 | 0 | 0 | 0 | 0 | 0 | 0 | 0 | 0 | 0 | 0 | 0
NEM | Solar PV | 0 | 0 | 0 | 0 | 0 | 0 | 0 | 0 | 0 | 0 | 0 | 0 | 0 | 0 | 0 | 0 | 0 | 0 | 0 | 0 | 0 | 0 | 0 | 0 | 0
NEM | LS Battery | 0 | 0 | 0 | 0 | 0 | 0 | 0 | 0 | 0 | 0 | 0 | 0 | 0 | 0 | 0 | 0 | 0 | 0 | 0 | 0 | 0 | 0 | 0 | 0 | 0
NEM | Pumped Hydro | 0 | 0 | 0 | 0 | 0 | 0 | 0 | 0 | 0 | 0 | 0 | 0 | 0 | 0 | 0 | 0 | 0 | 0 | 0 | 0 | 0 | 0 | 0 | 0 | 0
NEM | VPP | 0 | 0 | 0 | 0 | 0 | 0 | 0 | 0 | 0 | 0 | 0 | 0 | 0 | 0 | 0 | 0 | 0 | 0 | 0 | 0 | 0 | 0 | 0 | 0 | 0
Total excluding storage |  | 2641816.4593 | 1664192.4214 | 1552070.9416 | 1363878.0191 | 1145965.6608 | 841129.2667 | 730544.9216 | 687093.3573 | 625015.8871 | 611415.8832 | 538721.6418 | 503994.038 | 538502.6765 | 447504.7852 | 338852.6227 | 277191.3504 | 245321.3462 | 238643.8909 | 233883.3462 | 219214.1552 | 200684.1806 | 182772.7564 | 168404.888 | 126525.3729 | 97257.2278
Region | Technology | 2021-22 | 2022-23 | 2023-24 | 2024-25 | 2025-26 | 2026-27 | 2027-28 | 2028-29 | 2029-30 | 2030-31 | 2031-32 | 2032-33 | 2033-34 | 2034-35 | 2035-36 | 2036-37 | 2037-38 | 2038-39 | 2039-40 | 2040-41 | 2041-42 | 2042-43 | 2043-44 | 2044-45 | 2045-46
NSW1 | Black Coal | 890002.7 | 622969.475 | 556901.554 | 472110.876 | 399343.224 | 275654.491 | 223721.97 | 226829.088 | 198066.206 | 163956.988 | 138184.89 | 97816.384 | 102055.32 | 86755.882 | 32611.73 | 36698.852 | 19840.602 | 18218.26 | 17316.57 | 14336.831 | 14257.149 | 0 | 0 | 0 | 0
NSW1 | Brown Coal | 0 | 0 | 0 | 0 | 0 | 0 | 0 | 0 | 0 | 0 | 0 | 0 | 0 | 0 | 0 | 0 | 0 | 0 | 0 | 0 | 0 | 0 | 0 | 0 | 0
NSW1 | CCGT | 173938.6836 | 76474.8367 | 87217.2566 | 91688.4172 | 77482.522 | 69096.5338 | 63173.9321 | 49317.6304 | 59110.4627 | 74242.9458 | 54301.0677 | 62381.0625 | 71891.1875 | 54831.2634 | 38951.9663 | 26218.9673 | 36425.3977 | 42832.9873 | 39260.0968 | 35954.0223 | 32856.0334 | 37119.5411 | 7089.2459 | 0.12932 | 0.11818
NSW1 | Gas - Steam | 0 | 0 | 0 | 0 | 0 | 0 | 0 | 0 | 0 | 0 | 0 | 0 | 0 | 0 | 0 | 0 | 0 | 0 | 0 | 0 | 0 | 0 | 0 | 0 | 0
NSW1 | OCGT / Diesel | 132.0713 | 0.35048 | 55.5815 | 207.4568 | 0.33257 | 0.28627 | 0.28501 | 0.27877 | 0.28344 | 0.30606 | 0.271 | 345.0233 | 0.33408 | 0.28434 | 116.3909 | 803.8059 | 1426.6026 | 0.23088 | 4652.3975 | 2473.0756 | 4300.2069 | 6748.3429 | 26515.1553 | 17641.806 | 13857.3333
NSW1 | Hydro | 0 | 0 | 0 | 0 | 0 | 0 | 0 | 0 | 0 | 0 | 0 | 0 | 0 | 0 | 0 | 0 | 0 | 0 | 0 | 0 | 0 | 0 | 0 | 0 | 0
NSW1 | Wind | 0 | 0 | 0 | 0 | 0 | 0 | 0 | 0 | 0 | 0 | 0 | 0 | 0 | 0 | 0 | 0 | 0 | 0 | 0 | 0 | 0 | 0 | 0 | 0 | 0
NSW1 | Solar PV | 0 | 0 | 0 | 0 | 0 | 0 | 0 | 0 | 0 | 0 | 0 | 0 | 0 | 0 | 0 | 0 | 0 | 0 | 0 | 0 | 0 | 0 | 0 | 0 | 0
NSW1 | LS Battery | 0 | 0 | 0 | 0 | 0 | 0 | 0 | 0 | 0 | 0 | 0 | 0 | 0 | 0 | 0 | 0 | 0 | 0 | 0 | 0 | 0 | 0 | 0 | 0 | 0
NSW1 | Pumped Hydro | 0 | 0 | 0 | 0 | 0 | 0 | 0 | 0 | 0 | 0 | 0 | 0 | 0 | 0 | 0 | 0 | 0 | 0 | 0 | 0 | 0 | 0 | 0 | 0 | 0
NSW1 | VPP | 0 | 0 | 0 | 0 | 0 | 0 | 0 | 0 | 0 | 0 | 0 | 0 | 0 | 0 | 0 | 0 | 0 | 0 | 0 | 0 | 0 | 0 | 0 | 0 | 0
Total excluding storage |  | 1064073.4549 | 699444.6622 | 644174.3921 | 564006.7501 | 476826.0786 | 344751.3111 | 286896.1871 | 276146.9971 | 257176.9522 | 238200.2398 | 192486.2287 | 160542.4698 | 173946.8416 | 141587.4298 | 71680.0872 | 63721.6252 | 57692.6022 | 61051.4782 | 61229.0643 | 52763.9289 | 51413.3893 | 43867.884 | 33604.4012 | 17641.9354 | 13857.4515
Region | Technology | 2021-22 | 2022-23 | 2023-24 | 2024-25 | 2025-26 | 2026-27 | 2027-28 | 2028-29 | 2029-30 | 2030-31 | 2031-32 | 2032-33 | 2033-34 | 2034-35 | 2035-36 | 2036-37 | 2037-38 | 2038-39 | 2039-40 | 2040-41 | 2041-42 | 2042-43 | 2043-44 | 2044-45 | 2045-46
QLD1 | Black Coal | 594359.41 | 363580.6115 | 326533.1475 | 312568.2615 | 280021.917 | 255621.219 | 223620.4245 | 205264.29 | 193321.8412 | 172513.6005 | 158043.1375 | 130416.3555 | 127991.062 | 107680.6122 | 94121.116 | 72390.43 | 58057.123 | 51115.7855 | 44165.5955 | 42467.796 | 34488.4859 | 28882.441 | 25908.7507 | 24802.4214 | 19459.1173
QLD1 | Brown Coal | 0 | 0 | 0 | 0 | 0 | 0 | 0 | 0 | 0 | 0 | 0 | 0 | 0 | 0 | 0 | 0 | 0 | 0 | 0 | 0 | 0 | 0 | 0 | 0 | 0
QLD1 | CCGT | 465069.144 | 251753.6814 | 249515.0707 | 261193.8444 | 185988.0259 | 112451.3219 | 109694.2127 | 111594.8308 | 95513.0129 | 108785.5571 | 116493.366 | 123099.0762 | 142488.696 | 108548.5081 | 109159.0339 | 82101.7288 | 77826.0107 | 81571.145 | 75890.474 | 76834.4409 | 68105.815 | 70004.4286 | 61690.8334 | 55305.7723 | 34161.7062
QLD1 | Gas - Steam | 0 | 0 | 0 | 0 | 0 | 0 | 0 | 0 | 0 | 0 | 0 | 0 | 0 | 0 | 0 | 0 | 0 | 0 | 0 | 0 | 0 | 0 | 0 | 0 | 0
QLD1 | OCGT / Diesel | 4294.5419 | 0.3854 | 0.38255 | 0.38407 | 0.33541 | 0.31702 | 0.30555 | 0.31436 | 0.3075 | 0.40676 | 0.39913 | 79.0793 | 0.30908 | 0.18998 | 0.18398 | 391.782 | 2412.0533 | 0.17791 | 5044.5409 | 1777.2398 | 1733.2851 | 2986.3553 | 2293.2703 | 3988.5945 | 8237.0004
QLD1 | Hydro | 0 | 0 | 0 | 0 | 0 | 0 | 0 | 0 | 0 | 0 | 0 | 0 | 0 | 0 | 0 | 0 | 0 | 0 | 0 | 0 | 0 | 0 | 0 | 0 | 0
QLD1 | Wind | 0 | 0 | 0 | 0 | 0 | 0 | 0 | 0 | 0 | 0 | 0 | 0 | 0 | 0 | 0 | 0 | 0 | 0 | 0 | 0 | 0 | 0 | 0 | 0 | 0
QLD1 | Solar PV | 0 | 0 | 0 | 0 | 0 | 0 | 0 | 0 | 0 | 0 | 0 | 0 | 0 | 0 | 0 | 0 | 0 | 0 | 0 | 0 | 0 | 0 | 0 | 0 | 0
QLD1 | LS Battery | 0 | 0 | 0 | 0 | 0 | 0 | 0 | 0 | 0 | 0 | 0 | 0 | 0 | 0 | 0 | 0 | 0 | 0 | 0 | 0 | 0 | 0 | 0 | 0 | 0
QLD1 | Pumped Hydro | 0 | 0 | 0 | 0 | 0 | 0 | 0 | 0 | 0 | 0 | 0 | 0 | 0 | 0 | 0 | 0 | 0 | 0 | 0 | 0 | 0 | 0 | 0 | 0 | 0
QLD1 | VPP | 0 | 0 | 0 | 0 | 0 | 0 | 0 | 0 | 0 | 0 | 0 | 0 | 0 | 0 | 0 | 0 | 0 | 0 | 0 | 0 | 0 | 0 | 0 | 0 | 0
Total excluding storage |  | 1063723.0959 | 615334.6783 | 576048.6007 | 573762.49 | 466010.2783 | 368072.858 | 333314.9428 | 316859.4351 | 288835.1616 | 281299.5643 | 274536.9026 | 253594.511 | 270480.067 | 216229.3103 | 203280.3339 | 154883.9409 | 138295.187 | 132687.1084 | 125100.6105 | 121079.4767 | 104327.5861 | 101873.2249 | 89892.8544 | 84096.7882 | 61857.8239
Region | Technology | 2021-22 | 2022-23 | 2023-24 | 2024-25 | 2025-26 | 2026-27 | 2027-28 | 2028-29 | 2029-30 | 2030-31 | 2031-32 | 2032-33 | 2033-34 | 2034-35 | 2035-36 | 2036-37 | 2037-38 | 2038-39 | 2039-40 | 2040-41 | 2041-42 | 2042-43 | 2043-44 | 2044-45 | 2045-46
VIC1 | Black Coal | 0 | 0 | 0 | 0 | 0 | 0 | 0 | 0 | 0 | 0 | 0 | 0 | 0 | 0 | 0 | 0 | 0 | 0 | 0 | 0 | 0 | 0 | 0 | 0 | 0
VIC1 | Brown Coal | 180372.04 | 132255.233 | 127881.719 | 108242.484 | 99749.9285 | 83915.5325 | 67543.4685 | 63139.069 | 50538.8335 | 46564.146 | 43322.6295 | 41621.2195 | 39058.272 | 37034.4485 | 35127.5335 | 32664.792 | 29483.7808 | 25824.4257 | 26104.1432 | 25762.2038 | 24431.4136 | 19873.1927 | 11719.6953 | 10970.3398 | 10529.3311
VIC1 | CCGT | 0 | 0.23635 | 0.241 | 0.23135 | 0.22175 | 0.20518 | 0.20012 | 0.19068 | 0.18566 | 0.18635 | 0.16508 | 0.18021 | 0.17654 | 0.1614 | 0.14703 | 0.13944 | 0.14398 | 0.1388 | 0.13749 | 0.12819 | 0.12905 | 0.12893 | 0.12442 | 0.11281 | 0.10475
VIC1 | Gas - Steam | 2849.2658 | 1653.1704 | 1729.916 | 365.4645 | 0.13061 | 215.7389 | 151.5986 | 0.064878 | 0.084626 | 0.11594 | 6.6716 | 805.8039 | 971.95 | 1999.321 | 4049.9002 | 4527.8905 | 6817.6525 | 7788.2795 | 0 | 0 | 0 | 0 | 0 | 0 | 0
VIC1 | OCGT / Diesel | 1387.1407 | 1672.8174 | 1150.8103 | 188.0639 | 0.5758 | 0.49044 | 0.49191 | 0.45186 | 0.45993 | 0.45895 | 0.35805 | 328.1207 | 189.5429 | 0.3573 | 813.345 | 1151.0294 | 4678.6746 | 3040.0598 | 10097.7344 | 8985.0601 | 8329.9298 | 7427.0582 | 18299.5002 | 12336.4768 | 10101.1411
VIC1 | Hydro | 0 | 0 | 0 | 0 | 0 | 0 | 0 | 0 | 0 | 0 | 0 | 0 | 0 | 0 | 0 | 0 | 0 | 0 | 0 | 0 | 0 | 0 | 0 | 0 | 0
VIC1 | Wind | 0 | 0 | 0 | 0 | 0 | 0 | 0 | 0 | 0 | 0 | 0 | 0 | 0 | 0 | 0 | 0 | 0 | 0 | 0 | 0 | 0 | 0 | 0 | 0 | 0
VIC1 | Solar PV | 0 | 0 | 0 | 0 | 0 | 0 | 0 | 0 | 0 | 0 | 0 | 0 | 0 | 0 | 0 | 0 | 0 | 0 | 0 | 0 | 0 | 0 | 0 | 0 | 0
VIC1 | LS Battery | 0 | 0 | 0 | 0 | 0 | 0 | 0 | 0 | 0 | 0 | 0 | 0 | 0 | 0 | 0 | 0 | 0 | 0 | 0 | 0 | 0 | 0 | 0 | 0 | 0
VIC1 | Pumped Hydro | 0 | 0 | 0 | 0 | 0 | 0 | 0 | 0 | 0 | 0 | 0 | 0 | 0 | 0 | 0 | 0 | 0 | 0 | 0 | 0 | 0 | 0 | 0 | 0 | 0
VIC1 | VPP | 0 | 0 | 0 | 0 | 0 | 0 | 0 | 0 | 0 | 0 | 0 | 0 | 0 | 0 | 0 | 0 | 0 | 0 | 0 | 0 | 0 | 0 | 0 | 0 | 0
Total excluding storage |  | 184608.4465 | 135581.4571 | 130762.6863 | 108796.2438 | 99750.8567 | 84131.967 | 67695.7591 | 63139.7764 | 50539.5637 | 46564.9072 | 43329.8242 | 42755.3243 | 40219.9414 | 39034.2882 | 39990.9257 | 38343.8514 | 40980.2518 | 36652.9038 | 36202.0151 | 34747.3921 | 32761.4725 | 27300.3798 | 30019.3199 | 23306.9294 | 20630.577
Region | Technology | 2021-22 | 2022-23 | 2023-24 | 2024-25 | 2025-26 | 2026-27 | 2027-28 | 2028-29 | 2029-30 | 2030-31 | 2031-32 | 2032-33 | 2033-34 | 2034-35 | 2035-36 | 2036-37 | 2037-38 | 2038-39 | 2039-40 | 2040-41 | 2041-42 | 2042-43 | 2043-44 | 2044-45 | 2045-46
SA1 | Black Coal | 0 | 0 | 0 | 0 | 0 | 0 | 0 | 0 | 0 | 0 | 0 | 0 | 0 | 0 | 0 | 0 | 0 | 0 | 0 | 0 | 0 | 0 | 0 | 0 | 0
SA1 | Brown Coal | 0 | 0 | 0 | 0 | 0 | 0 | 0 | 0 | 0 | 0 | 0 | 0 | 0 | 0 | 0 | 0 | 0 | 0 | 0 | 0 | 0 | 0 | 0 | 0 | 0
SA1 | CCGT | 221150.456 | 135722.1086 | 109508.0545 | 91568.9176 | 82806.3984 | 33666.7392 | 33581.0537 | 23445.815 | 22796.8452 | 35124.0994 | 20654.1662 | 35366.6069 | 41340.5835 | 38032.0326 | 19106.1885 | 16330.0677 | 0.1328 | 0.12705 | 0.12463 | 0.11649 | 0.11921 | 0.12016 | 0.12321 | 0.11182 | 0.1037
SA1 | Gas - Steam | 69123.2104 | 58481.044 | 62771.124 | 6566.935 | 6364.296 | 6161.7615 | 6019.623 | 5913.3385 | 5628.1405 | 5385.773 | 5268.341 | 4890.0465 | 4839.2985 | 4547.0875 | 0 | 0 | 0 | 0 | 0 | 0 | 0 | 0 | 0 | 0 | 0
SA1 | OCGT / Diesel | 39137.4635 | 19628.257 | 28805.7482 | 19176.3722 | 14207.5233 | 4344.4037 | 3037.1337 | 1587.7185 | 38.9396 | 4840.9531 | 2445.8915 | 6844.734 | 7675.5908 | 8074.3339 | 4739.1443 | 3900.2623 | 8232.3181 | 8206.114 | 11065.4761 | 10295.9941 | 11632.7875 | 9389.7752 | 13785.7624 | 587.5395 | 265.3786
SA1 | Hydro | 0 | 0 | 0 | 0 | 0 | 0 | 0 | 0 | 0 | 0 | 0 | 0 | 0 | 0 | 0 | 0 | 0 | 0 | 0 | 0 | 0 | 0 | 0 | 0 | 0
SA1 | Wind | 0 | 0 | 0 | 0 | 0 | 0 | 0 | 0 | 0 | 0 | 0 | 0 | 0 | 0 | 0 | 0 | 0 | 0 | 0 | 0 | 0 | 0 | 0 | 0 | 0
SA1 | Solar PV | 0 | 0 | 0 | 0 | 0 | 0 | 0 | 0 | 0 | 0 | 0 | 0 | 0 | 0 | 0 | 0 | 0 | 0 | 0 | 0 | 0 | 0 | 0 | 0 | 0
SA1 | LS Battery | 0 | 0 | 0 | 0 | 0 | 0 | 0 | 0 | 0 | 0 | 0 | 0 | 0 | 0 | 0 | 0 | 0 | 0 | 0 | 0 | 0 | 0 | 0 | 0 | 0
SA1 | Pumped Hydro | 0 | 0 | 0 | 0 | 0 | 0 | 0 | 0 | 0 | 0 | 0 | 0 | 0 | 0 | 0 | 0 | 0 | 0 | 0 | 0 | 0 | 0 | 0 | 0 | 0
SA1 | VPP | 0 | 0 | 0 | 0 | 0 | 0 | 0 | 0 | 0 | 0 | 0 | 0 | 0 | 0 | 0 | 0 | 0 | 0 | 0 | 0 | 0 | 0 | 0 | 0 | 0
Total excluding storage |  | 329411.1299 | 213831.4096 | 201084.9266 | 117312.2247 | 103378.2177 | 44172.9043 | 42637.8104 | 30946.872 | 28463.9254 | 45350.8254 | 28368.3987 | 47101.3874 | 53855.4728 | 50653.4541 | 23845.3327 | 20230.33 | 8232.4509 | 8206.2411 | 11065.6007 | 10296.1106 | 11632.9067 | 9389.8954 | 13785.8856 | 587.6513 | 265.4823
Region | Technology | 2021-22 | 2022-23 | 2023-24 | 2024-25 | 2025-26 | 2026-27 | 2027-28 | 2028-29 | 2029-30 | 2030-31 | 2031-32 | 2032-33 | 2033-34 | 2034-35 | 2035-36 | 2036-37 | 2037-38 | 2038-39 | 2039-40 | 2040-41 | 2041-42 | 2042-43 | 2043-44 | 2044-45 | 2045-46
TAS1 | Black Coal | 0 | 0 | 0 | 0 | 0 | 0 | 0 | 0 | 0 | 0 | 0 | 0 | 0 | 0 | 0 | 0 | 0 | 0 | 0 | 0 | 0 | 0 | 0 | 0 | 0
TAS1 | Brown Coal | 0 | 0 | 0 | 0 | 0 | 0 | 0 | 0 | 0 | 0 | 0 | 0 | 0 | 0 | 0 | 0 | 0 | 0 | 0 | 0 | 0 | 0 | 0 | 0 | 0
TAS1 | CCGT | 0 | 0.093956 | 0.13645 | 0.12961 | 0.11225 | 0.10992 | 0.107 | 0.12766 | 0.13281 | 0.15542 | 0.13812 | 0.15366 | 0.15022 | 0.13593 | 0.12298 | 0.11664 | 0.11584 | 0.10828 | 0.11317 | 0.10303 | 0.10032 | 0.09746 | 0.095162 | 0.088507 | 0.083188
TAS1 | Gas - Steam | 0 | 0 | 0 | 0 | 0 | 0 | 0 | 0 | 0 | 0 | 0 | 0 | 0 | 0 | 0 | 0 | 0 | 0 | 0 | 0 | 0 | 0 | 0 | 0 | 0
TAS1 | OCGT / Diesel | 0.33201 | 0.12015 | 0.19937 | 0.18087 | 0.11729 | 0.11645 | 0.11529 | 0.14892 | 0.15139 | 0.19094 | 0.14934 | 0.19178 | 0.20344 | 0.1669 | 55.8202 | 11.4863 | 120.7384 | 46.0513 | 285.9425 | 327.144 | 548.7257 | 341.2749 | 1102.3318 | 891.9801 | 645.81
TAS1 | Hydro | 0 | 0 | 0 | 0 | 0 | 0 | 0 | 0 | 0 | 0 | 0 | 0 | 0 | 0 | 0 | 0 | 0 | 0 | 0 | 0 | 0 | 0 | 0 | 0 | 0
TAS1 | Wind | 0 | 0 | 0 | 0 | 0 | 0 | 0 | 0 | 0 | 0 | 0 | 0 | 0 | 0 | 0 | 0 | 0 | 0 | 0 | 0 | 0 | 0 | 0 | 0 | 0
TAS1 | Solar PV | 0 | 0 | 0 | 0 | 0 | 0 | 0 | 0 | 0 | 0 | 0 | 0 | 0 | 0 | 0 | 0 | 0 | 0 | 0 | 0 | 0 | 0 | 0 | 0 | 0
TAS1 | LS Battery | 0 | 0 | 0 | 0 | 0 | 0 | 0 | 0 | 0 | 0 | 0 | 0 | 0 | 0 | 0 | 0 | 0 | 0 | 0 | 0 | 0 | 0 | 0 | 0 | 0
TAS1 | Pumped Hydro | 0 | 0 | 0 | 0 | 0 | 0 | 0 | 0 | 0 | 0 | 0 | 0 | 0 | 0 | 0 | 0 | 0 | 0 | 0 | 0 | 0 | 0 | 0 | 0 | 0
TAS1 | VPP | 0 | 0 | 0 | 0 | 0 | 0 | 0 | 0 | 0 | 0 | 0 | 0 | 0 | 0 | 0 | 0 | 0 | 0 | 0 | 0 | 0 | 0 | 0 | 0 | 0
Total excluding storage |  | 0.33201 | 0.2141 | 0.33582 | 0.31048 | 0.22954 | 0.22637 | 0.22229 | 0.27658 | 0.2842 | 0.34636 | 0.28745 | 0.34544 | 0.35366 | 0.30283 | 55.9432 | 11.603 | 120.8542 | 46.1595 | 286.0556 | 327.247 | 548.826 | 341.3723 | 1102.4269 | 892.0686 | 645.8932

## Option1_Build Cost
New generation build cost (CAPEX) by technology ($000s) - SWNSW Option 1, Step Change Scenario
CAPEX (Install) | Real June 2019 dollars discounted to June 2020. The total capital costs are annualised for modelling purposes.
Explicitly modelled generation
Region | Technology | 2021-22 | 2022-23 | 2023-24 | 2024-25 | 2025-26 | 2026-27 | 2027-28 | 2028-29 | 2029-30 | 2030-31 | 2031-32 | 2032-33 | 2033-34 | 2034-35 | 2035-36 | 2036-37 | 2037-38 | 2038-39 | 2039-40 | 2040-41 | 2041-42 | 2042-43 | 2043-44 | 2044-45 | 2045-46
NEM | Black Coal | 0 | 0 | 0 | 0 | 0 | 0 | 0 | 0 | 0 | 0 | 0 | 0 | 0 | 0 | 0 | 0 | 0 | 0 | 0 | 0 | 0 | 0 | 0 | 0 | 0
NEM | Brown Coal | 0 | 0 | 0 | 0 | 0 | 0 | 0 | 0 | 0 | 0 | 0 | 0 | 0 | 0 | 0 | 0 | 0 | 0 | 0 | 0 | 0 | 0 | 0 | 0 | 0
NEM | CCGT | 0 | 4.8383 | 0.32377 | 0.0017806 | 0 | 0.00028782 | 0.00019746 | 0.068525 | 0.034304 | 0.073093 | 0.0074019 | 0.20577 | 0.011071 | 0.0005209 | 0.00036435 | 0.00071573 | 0.14557 | 0.0070408 | 0.02413 | 0.00099614 | 0.020188 | 0.040731 | 0.0079719 | 0.00014324 | 8.0384e-05
NEM | Gas - Steam | 0 | 0 | 0 | 0 | 0 | 0 | 0 | 0 | 0 | 0 | 0 | 0 | 0 | 0 | 0 | 0 | 0 | 0 | 0 | 0 | 0 | 0 | 0 | 0 | 0
NEM | OCGT / Diesel | 5.7224 | 0.093213 | 0.52468 | 0.32664 | 0.15713 | 0.17304 | 0.20414 | 0.20818 | 0.19544 | 0.21791 | 0.1596 | 0.24479 | 0.21998 | 0.15446 | 40483.677 | 0.13569 | 59849.5361 | 0.092245 | 0.10781 | 0.071648 | 0.069059 | 18718.3491 | 25722.0322 | 7987.2339 | 2705.0989
NEM | Hydro | 0 | 0 | 0 | 0 | 0 | 0 | 0 | 0 | 0 | 0 | 0 | 0 | 0 | 0 | 0 | 0 | 0 | 0 | 0 | 0 | 0 | 0 | 0 | 0 | 0
NEM | Wind | 0 | 12234726.098 | 4690915.7802 | 1690774.855 | 1346095.5243 | 309854.3059 | 166799.1422 | 2100917.3349 | 1331573.574 | 469791.7082 | 0.18468 | 2329073.6338 | 570902.2823 | 0.94814 | 142555.0903 | 158253.8607 | 898793.1137 | 479608.8432 | 72590.7765 | 5.0959 | 205963.2752 | 481320.004 | 20299.1987 | 0.025831 | 0.011854
NEM | Solar PV | 1867787.5624 | 0.024334 | 0.15601 | 455705.6613 | 10.7039 | 2255002.4115 | 1006691.2277 | 973440.919 | 10230.0139 | 381629.7312 | 65517.8453 | 705174.7131 | 0.075963 | 0.010459 | 0.60683 | 0.81511 | 913465.5573 | 11860.6754 | 64648.0698 | 154775.6609 | 104865.4089 | 95694.1339 | 292.3185 | 0.0010722 | 0.0014209
NEM | LS Battery | 17.5463 | 3.0817 | 2.8347 | 2.183 | 0.8774 | 3226153.7416 | 800820.9634 | 12.7326 | 0.21415 | 0.091721 | 0.025719 | 0.065473 | 0.00067518 | 0.00018292 | 0 | 0 | 6.3684e-05 | 0.00023621 | 0.00036746 | 0.0011023 | 0.072775 | 0.057929 | 0.022904 | 0.018854 | 0.0095897
NEM | Pumped Hydro | 0 | 0 | 0 | 94.3934 | 3.4528 | 9.2675 | 18.105 | 13.8089 | 30.7773 | 135057.0616 | 0.11791 | 644785.1078 | 0.14344 | 0.04673 | 0.19602 | 0.092716 | 1232521.8388 | 0.2911 | 0.43375 | 0.35895 | 418566.834 | 36489.544 | 0.0087049 | 2.7275 | 0.0037283
NEM | VPP | 0 | 0 | 0 | 0 | 0 | 0 | 0 | 0 | 0 | 0 | 0 | 0 | 0 | 0 | 0 | 0 | 0 | 0 | 0 | 0 | 0 | 0 | 0 | 0 | 0
Total excluding storage |  | 1867793.2849 | 12234731.0539 | 4690916.7847 | 2146480.8447 | 1346106.3853 | 2564856.8907 | 1173490.5742 | 3074358.5306 | 1341803.8176 | 851421.7304 | 65518.197 | 3034248.7975 | 570902.5893 | 1.1136 | 183039.3746 | 158254.8122 | 1872108.3527 | 491469.6179 | 137238.9783 | 154780.8294 | 310828.7733 | 595732.5277 | 46313.5574 | 7987.261 | 2705.1123
Region | Technology | 2021-22 | 2022-23 | 2023-24 | 2024-25 | 2025-26 | 2026-27 | 2027-28 | 2028-29 | 2029-30 | 2030-31 | 2031-32 | 2032-33 | 2033-34 | 2034-35 | 2035-36 | 2036-37 | 2037-38 | 2038-39 | 2039-40 | 2040-41 | 2041-42 | 2042-43 | 2043-44 | 2044-45 | 2045-46
NSW1 | Black Coal | 0 | 0 | 0 | 0 | 0 | 0 | 0 | 0 | 0 | 0 | 0 | 0 | 0 | 0 | 0 | 0 | 0 | 0 | 0 | 0 | 0 | 0 | 0 | 0 | 0
NSW1 | Brown Coal | 0 | 0 | 0 | 0 | 0 | 0 | 0 | 0 | 0 | 0 | 0 | 0 | 0 | 0 | 0 | 0 | 0 | 0 | 0 | 0 | 0 | 0 | 0 | 0 | 0
NSW1 | CCGT | 0 | 1.1078 | 0.18048 | 0.00095192 | 0 | 0 | 0 | 0.00027315 | 0.0010162 | 0.0033211 | 0.00040794 | 0.082544 | 0.0016951 | 0.00010525 | 7.4878e-05 | 8.1307e-05 | 0.069049 | 0.00030598 | 0.00026127 | 6.2983e-05 | 0.00017425 | 0.020008 | 0.00010752 | 1.2789e-05 | 8.6485e-06
NSW1 | Gas - Steam | 0 | 0 | 0 | 0 | 0 | 0 | 0 | 0 | 0 | 0 | 0 | 0 | 0 | 0 | 0 | 0 | 0 | 0 | 0 | 0 | 0 | 0 | 0 | 0 | 0
NSW1 | OCGT / Diesel | 1.9849 | 0.020499 | 0.30709 | 0.18852 | 0.040674 | 0.034468 | 0.043448 | 0.041558 | 0.037648 | 0.047058 | 0.03985 | 0.084485 | 0.07808 | 0.046848 | 40483.5744 | 0.027813 | 59849.1593 | 0.028367 | 0.036689 | 0.018744 | 0.016831 | 18718.3114 | 25721.9762 | 7028.8972 | 2705.0945
NSW1 | Hydro | 0 | 0 | 0 | 0 | 0 | 0 | 0 | 0 | 0 | 0 | 0 | 0 | 0 | 0 | 0 | 0 | 0 | 0 | 0 | 0 | 0 | 0 | 0 | 0 | 0
NSW1 | Wind | 0 | 3957827.5379 | 2386601.6963 | 10.0447 | 4.6238 | 9.8504 | 0.73511 | 21869.3467 | 407235.8533 | 115087.5648 | 0.042782 | 510550.7842 | 295480.6215 | 0.0069092 | 0.035663 | 0.019046 | 0.082484 | 0.081583 | 0.75711 | 4.8399 | 171026.396 | 35417.9032 | 0.0039995 | 0.0013375 | 0.0011612
NSW1 | Solar PV | 1867753.1662 | 0.019917 | 0.032541 | 455704.5011 | 1.6325 | 1633251.2696 | 722873.0661 | 656898.405 | 10229.459 | 296989.2756 | 0.0049155 | 269602.1093 | 0.014073 | 0.0029961 | 0.073164 | 0.018693 | 390960.4671 | 11859.9437 | 64647.5021 | 0.018421 | 67529.0603 | 0.12126 | 0.029833 | 0.00017202 | 0.00022164
NSW1 | LS Battery | 10.1219 | 1.3771 | 1.8955 | 1.74 | 0.14575 | 1306047.9143 | 780321.9492 | 0.73249 | 0.10366 | 0.065459 | 0.015921 | 0.063639 | 0.00032396 | 4.0978e-05 | 0 | 0 | 0 | 0.00010972 | 0.00018154 | 0.00058647 | 0.037926 | 0.032924 | 0.0085641 | 0.013575 | 0.0048637
NSW1 | Pumped Hydro | 0 | 0 | 0 | 63.2854 | 0.010191 | 4.0856 | 2.8661 | 3.3633 | 8.2789 | 8572.2264 | 0.043475 | 281914.2264 | 0.035765 | 0.011124 | 0.15241 | 0.025934 | 624640.6373 | 0.041441 | 0.09453 | 0.054742 | 4.3176 | 0.023562 | 0.0017382 | 0.021089 | 0.00076225
NSW1 | VPP | 0 | 0 | 0 | 0 | 0 | 0 | 0 | 0 | 0 | 0 | 0 | 0 | 0 | 0 | 0 | 0 | 0 | 0 | 0 | 0 | 0 | 0 | 0 | 0 | 0
Total excluding storage |  | 1867755.151 | 3957828.6861 | 2386602.2164 | 455714.7353 | 6.297 | 1633261.1545 | 722873.8447 | 678767.7935 | 417465.3509 | 412076.8908 | 0.087956 | 780153.0606 | 295480.7154 | 0.056859 | 40483.6833 | 0.065634 | 450809.7779 | 11860.0539 | 64648.2961 | 4.8772 | 238555.4733 | 54136.3558 | 25722.0101 | 7028.8987 | 2705.0959
Region | Technology | 2021-22 | 2022-23 | 2023-24 | 2024-25 | 2025-26 | 2026-27 | 2027-28 | 2028-29 | 2029-30 | 2030-31 | 2031-32 | 2032-33 | 2033-34 | 2034-35 | 2035-36 | 2036-37 | 2037-38 | 2038-39 | 2039-40 | 2040-41 | 2041-42 | 2042-43 | 2043-44 | 2044-45 | 2045-46
QLD1 | Black Coal | 0 | 0 | 0 | 0 | 0 | 0 | 0 | 0 | 0 | 0 | 0 | 0 | 0 | 0 | 0 | 0 | 0 | 0 | 0 | 0 | 0 | 0 | 0 | 0 | 0
QLD1 | Brown Coal | 0 | 0 | 0 | 0 | 0 | 0 | 0 | 0 | 0 | 0 | 0 | 0 | 0 | 0 | 0 | 0 | 0 | 0 | 0 | 0 | 0 | 0 | 0 | 0 | 0
QLD1 | CCGT | 0 | 1.0794 | 0.00035637 | 0.00021075 | 0 | 0 | 0 | 0.00021911 | 0.00041113 | 0.0043626 | 0.0065828 | 0.016332 | 0.0081109 | 0.0001314 | 0.00017081 | 0.00034026 | 0.040969 | 8.0311e-05 | 0.00011702 | 0.00025248 | 0.00047406 | 0.0056626 | 3.1262e-05 | 2.3528e-05 | 1.8845e-05
QLD1 | Gas - Steam | 0 | 0 | 0 | 0 | 0 | 0 | 0 | 0 | 0 | 0 | 0 | 0 | 0 | 0 | 0 | 0 | 0 | 0 | 0 | 0 | 0 | 0 | 0 | 0 | 0
QLD1 | OCGT / Diesel | 0.95316 | 0.022565 | 0.04241 | 0.043855 | 0.021015 | 0.034681 | 0.038878 | 0.042669 | 0.038239 | 0.039148 | 0.035825 | 0.035289 | 0.03548 | 0.026234 | 0.028385 | 0.028342 | 0.28355 | 0.0009375 | 0.0010456 | 0.00096042 | 0.00095077 | 0.00087823 | 0.00073202 | 0.00072806 | 0.0010111
QLD1 | Hydro | 0 | 0 | 0 | 0 | 0 | 0 | 0 | 0 | 0 | 0 | 0 | 0 | 0 | 0 | 0 | 0 | 0 | 0 | 0 | 0 | 0 | 0 | 0 | 0 | 0
QLD1 | Wind | 0 | 6785827.0039 | 247899.2332 | 684357.3425 | 1346034.8908 | 142330.1747 | 0.020929 | 624792.0883 | 330137.7214 | 142960.8644 | 0.088615 | 967238.5275 | 256971.2841 | 0.76941 | 142555.0182 | 158253.7623 | 678246.4413 | 3.8636 | 0.0085987 | 0.127 | 1.6476 | 127700.7241 | 20275.2554 | 0.0036679 | 0.001377
QLD1 | Solar PV | 9.5165 | 0.00050127 | 0.0012528 | 0.011909 | 0.021009 | 14702.9575 | 0.17151 | 228680.0339 | 0.028155 | 84640.21 | 65517.8339 | 435565.876 | 0.050599 | 0.0036972 | 0.023019 | 0.42743 | 202161.1498 | 0.38264 | 0.01063 | 154775.6221 | 17747.6138 | 68310.8714 | 0.00074595 | 0.00051895 | 0.00077158
QLD1 | LS Battery | 1.807 | 0.43735 | 0.3416 | 0.13179 | 0.23677 | 1028295.0128 | 20498.5913 | 0.21957 | 0.019734 | 0.0052961 | 0.0014806 | 0.00076148 | 0.00012988 | 5.1982e-05 | 0 | 0 | 0 | 2.8077e-05 | 4.0452e-05 | 5.8169e-05 | 0.012892 | 0.0011486 | 0.00023928 | 0.0013458 | 0.00055701
QLD1 | Pumped Hydro | 0 | 0 | 0 | 9.2444 | 2.7054 | 0.0051576 | 0.72807 | 4.4047 | 11.1241 | 55.9935 | 0.012625 | 340606.6467 | 0.022178 | 0.0035002 | 0.013154 | 0.010931 | 607879.953 | 0.015956 | 0.026238 | 0.034636 | 184583.104 | 36487.9995 | 9.5289e-05 | 0.0001064 | 4.1907e-05
QLD1 | VPP | 0 | 0 | 0 | 0 | 0 | 0 | 0 | 0 | 0 | 0 | 0 | 0 | 0 | 0 | 0 | 0 | 0 | 0 | 0 | 0 | 0 | 0 | 0 | 0 | 0
Total excluding storage |  | 10.4697 | 6785828.1063 | 247899.2772 | 684357.3985 | 1346034.9329 | 157033.1669 | 0.23132 | 853472.1651 | 330137.7882 | 227601.1179 | 65517.9649 | 1402804.4551 | 256971.3783 | 0.79947 | 142555.0698 | 158254.2184 | 880407.9156 | 4.2473 | 0.020391 | 154775.7503 | 17749.2628 | 196011.602 | 20275.2569 | 0.0049384 | 0.0031785
Region | Technology | 2021-22 | 2022-23 | 2023-24 | 2024-25 | 2025-26 | 2026-27 | 2027-28 | 2028-29 | 2029-30 | 2030-31 | 2031-32 | 2032-33 | 2033-34 | 2034-35 | 2035-36 | 2036-37 | 2037-38 | 2038-39 | 2039-40 | 2040-41 | 2041-42 | 2042-43 | 2043-44 | 2044-45 | 2045-46
VIC1 | Black Coal | 0 | 0 | 0 | 0 | 0 | 0 | 0 | 0 | 0 | 0 | 0 | 0 | 0 | 0 | 0 | 0 | 0 | 0 | 0 | 0 | 0 | 0 | 0 | 0 | 0
VIC1 | Brown Coal | 0 | 0 | 0 | 0 | 0 | 0 | 0 | 0 | 0 | 0 | 0 | 0 | 0 | 0 | 0 | 0 | 0 | 0 | 0 | 0 | 0 | 0 | 0 | 0 | 0
VIC1 | CCGT | 0 | 1.1565 | 0.00097888 | 0.00023139 | 0 | 0 | 0 | 0.000137 | 0.00032693 | 0.00086854 | 0.00011855 | 0.03794 | 0.00029837 | 7.2862e-05 | 5.1675e-05 | 9.519e-05 | 0.014115 | 0.004202 | 0.0078517 | 0.00028562 | 0.0082362 | 0.0057474 | 0.00027656 | 1.655e-05 | 1.1831e-05
VIC1 | Gas - Steam | 0 | 0 | 0 | 0 | 0 | 0 | 0 | 0 | 0 | 0 | 0 | 0 | 0 | 0 | 0 | 0 | 0 | 0 | 0 | 0 | 0 | 0 | 0 | 0 | 0
VIC1 | OCGT / Diesel | 0.93745 | 0.022907 | 0.04269 | 0.041171 | 0.038945 | 0.033151 | 0.041215 | 0.036795 | 0.040378 | 0.044355 | 0.026479 | 0.042229 | 0.035937 | 0.027038 | 0.024443 | 0.026565 | 0.030077 | 0.022564 | 0.022814 | 0.017859 | 0.016546 | 0.012737 | 0.016399 | 0.012539 | 0.0017637
VIC1 | Hydro | 0 | 0 | 0 | 0 | 0 | 0 | 0 | 0 | 0 | 0 | 0 | 0 | 0 | 0 | 0 | 0 | 0 | 0 | 0 | 0 | 0 | 0 | 0 | 0 | 0
VIC1 | Wind | 0 | 73.7495 | 1220865.2381 | 360206.2983 | 55.6961 | 0.59233 | 13780.1106 | 797097.966 | 80486.2691 | 6.6184 | 0.006121 | 475548.3974 | 18449.058 | 0.14734 | 0.016843 | 0.041782 | 72579.2634 | 337427.2102 | 29029.2334 | 0.10153 | 34929.463 | 280888.0779 | 0.07076 | 0.0018385 | 0.0019737
VIC1 | Solar PV | 4.3992 | 0.00075981 | 0.015038 | 1.0534 | 0.80215 | 221383.9813 | 113485.0548 | 87862.1772 | 0.42423 | 0.082798 | 0.00086525 | 0.076979 | 0.00052604 | 0.00014392 | 0.50969 | 0.36697 | 297523.2849 | 0.1496 | 0.0066624 | 0.00074761 | 19588.4643 | 6126.35 | 0.0061035 | 8.8339e-05 | 0.00017831
VIC1 | LS Battery | 1.9355 | 0.43562 | 0.18249 | 0.18046 | 0.15049 | 354409.8204 | 0.031953 | 0.019437 | 0.0063812 | 0.0011277 | 0.00025793 | 0.00012376 | 4.7834e-05 | 0 | 0 | 0 | 0 | 2.499e-05 | 2.911e-05 | 4.6194e-05 | 0.0064778 | 0.0049418 | 0.0026473 | 0.0014624 | 0.001075
VIC1 | Pumped Hydro | 0 | 0 | 0 | 10.763 | 0.58156 | 3.9593 | 12.7374 | 0.0073297 | 7.7853 | 14.7449 | 0.0063591 | 130.9583 | 0.024623 | 0.012201 | 0.0098812 | 0.017057 | 0.32766 | 0.10737 | 0.01876 | 0.029812 | 233978.044 | 0.074818 | 0.0017757 | 0.0011066 | 0.00087475
VIC1 | VPP | 0 | 0 | 0 | 0 | 0 | 0 | 0 | 0 | 0 | 0 | 0 | 0 | 0 | 0 | 0 | 0 | 0 | 0 | 0 | 0 | 0 | 0 | 0 | 0 | 0
Total excluding storage |  | 5.3367 | 74.9297 | 1220865.2968 | 360207.3932 | 56.5372 | 221384.6067 | 127265.2066 | 884960.1801 | 80486.734 | 6.7464 | 0.033584 | 475548.5545 | 18449.0948 | 0.1746 | 0.55103 | 0.43541 | 370102.5924 | 337427.3865 | 29029.2708 | 0.12042 | 54517.952 | 287014.4463 | 0.093539 | 0.014482 | 0.0039276
Region | Technology | 2021-22 | 2022-23 | 2023-24 | 2024-25 | 2025-26 | 2026-27 | 2027-28 | 2028-29 | 2029-30 | 2030-31 | 2031-32 | 2032-33 | 2033-34 | 2034-35 | 2035-36 | 2036-37 | 2037-38 | 2038-39 | 2039-40 | 2040-41 | 2041-42 | 2042-43 | 2043-44 | 2044-45 | 2045-46
SA1 | Black Coal | 0 | 0 | 0 | 0 | 0 | 0 | 0 | 0 | 0 | 0 | 0 | 0 | 0 | 0 | 0 | 0 | 0 | 0 | 0 | 0 | 0 | 0 | 0 | 0 | 0
SA1 | Brown Coal | 0 | 0 | 0 | 0 | 0 | 0 | 0 | 0 | 0 | 0 | 0 | 0 | 0 | 0 | 0 | 0 | 0 | 0 | 0 | 0 | 0 | 0 | 0 | 0 | 0
SA1 | CCGT | 0 | 1.0334 | 0.0019777 | 0.00021671 | 0 | 0 | 0 | 0.00012328 | 0.00020209 | 0.00035942 | 0.00014362 | 0.033911 | 0.00078253 | 0.00015284 | 6.6989e-05 | 0.00012593 | 0.020728 | 0.0021314 | 0.0053928 | 0.00031131 | 0.0098503 | 0.0069416 | 0.006129 | 3.9059e-05 | 9.1464e-06
SA1 | Gas - Steam | 0 | 0 | 0 | 0 | 0 | 0 | 0 | 0 | 0 | 0 | 0 | 0 | 0 | 0 | 0 | 0 | 0 | 0 | 0 | 0 | 0 | 0 | 0 | 0 | 0
SA1 | OCGT / Diesel | 0.93615 | 0.0219 | 0.081936 | 0.014366 | 0.031506 | 0.030579 | 0.039816 | 0.038483 | 0.039075 | 0.041356 | 0.029219 | 0.040516 | 0.035037 | 0.028983 | 0.025588 | 0.026671 | 0.03428 | 0.019345 | 0.023915 | 0.017768 | 0.01863 | 0.01153 | 0.025927 | 958.3106 | 0.00018199
SA1 | Hydro | 0 | 0 | 0 | 0 | 0 | 0 | 0 | 0 | 0 | 0 | 0 | 0 | 0 | 0 | 0 | 0 | 0 | 0 | 0 | 0 | 0 | 0 | 0 | 0 | 0
SA1 | Wind | 0 | 1250163.534 | 181913.7501 | 646201.1499 | 0.30447 | 2.4741 | 0.10912 | 352242.0048 | 318021.2361 | 3.8663 | 0.014298 | 105379.5768 | 1.3 | 0.019695 | 0.016921 | 0.031203 | 125594.9728 | 100604.5178 | 8470.3775 | 0.026014 | 5.7621 | 37313.2933 | 23.8665 | 0.01803 | 0.0060354
SA1 | Solar PV | 19.2469 | 0.0030175 | 0.10668 | 0.093993 | 8.2478 | 385661.1727 | 170332.8026 | 0.29809 | 0.10199 | 0.15497 | 0.00191 | 1.8114 | 0.010581 | 0.0035662 | 0.00090568 | 0.0018859 | 0.2355 | 0.16359 | 0.5222 | 0.019632 | 0.2706 | 21256.7912 | 292.2818 | 0.00028647 | 0.00024362
SA1 | LS Battery | 1.9786 | 0.40719 | 0.28256 | 0.035492 | 0.16992 | 537396.9352 | 0.058617 | 0.027311 | 0.014382 | 0.0042477 | 0.0010989 | 0.00029187 | 7.8077e-05 | 4.3359e-05 | 0 | 0 | 3.0277e-05 | 3.667e-05 | 6.6037e-05 | 3.6934e-05 | 0.010352 | 0.014368 | 0.0049765 | 0.0013249 | 0.0018033
SA1 | Pumped Hydro | 0 | 0 | 0 | 6.6835 | 0.11501 | 1.0556 | 1.5239 | 0.080033 | 0.98795 | 1.1193 | 0.023761 | 2.7546 | 0.047175 | 0.010296 | 0.015103 | 0.030985 | 0.86296 | 0.098372 | 0.25797 | 0.23271 | 1.2449 | 1.3363 | 0.001509 | 2.7038 | 0.0015413
SA1 | VPP | 0 | 0 | 0 | 0 | 0 | 0 | 0 | 0 | 0 | 0 | 0 | 0 | 0 | 0 | 0 | 0 | 0 | 0 | 0 | 0 | 0 | 0 | 0 | 0 | 0
Total excluding storage |  | 20.183 | 1250164.5924 | 181913.9407 | 646201.2585 | 8.5838 | 385663.6774 | 170332.9516 | 352242.3415 | 318021.3774 | 4.063 | 0.045571 | 105381.4627 | 1.3464 | 0.052397 | 0.043482 | 0.059886 | 125595.2633 | 100604.7028 | 8470.929 | 0.063726 | 6.0612 | 58570.103 | 316.1804 | 958.329 | 0.0064701
Region | Technology | 2021-22 | 2022-23 | 2023-24 | 2024-25 | 2025-26 | 2026-27 | 2027-28 | 2028-29 | 2029-30 | 2030-31 | 2031-32 | 2032-33 | 2033-34 | 2034-35 | 2035-36 | 2036-37 | 2037-38 | 2038-39 | 2039-40 | 2040-41 | 2041-42 | 2042-43 | 2043-44 | 2044-45 | 2045-46
TAS1 | Black Coal | 0 | 0 | 0 | 0 | 0 | 0 | 0 | 0 | 0 | 0 | 0 | 0 | 0 | 0 | 0 | 0 | 0 | 0 | 0 | 0 | 0 | 0 | 0 | 0 | 0
TAS1 | Brown Coal | 0 | 0 | 0 | 0 | 0 | 0 | 0 | 0 | 0 | 0 | 0 | 0 | 0 | 0 | 0 | 0 | 0 | 0 | 0 | 0 | 0 | 0 | 0 | 0 | 0
TAS1 | CCGT | 0 | 0.46122 | 0.13998 | 0.00016983 | 0 | 0.00028782 | 0.00019746 | 0.067772 | 0.032348 | 0.064182 | 0.00014895 | 0.035039 | 0.00018424 | 5.8538e-05 | 0 | 7.3045e-05 | 0.00071072 | 0.00032116 | 0.010508 | 8.3749e-05 | 0.0014527 | 0.0023711 | 0.0014276 | 5.131e-05 | 3.1913e-05
TAS1 | Gas - Steam | 0 | 0 | 0 | 0 | 0 | 0 | 0 | 0 | 0 | 0 | 0 | 0 | 0 | 0 | 0 | 0 | 0 | 0 | 0 | 0 | 0 | 0 | 0 | 0 | 0
TAS1 | OCGT / Diesel | 0.91079 | 0.0053427 | 0.050563 | 0.038725 | 0.024994 | 0.040159 | 0.040785 | 0.048669 | 0.040097 | 0.045993 | 0.028227 | 0.042275 | 0.035443 | 0.025358 | 0.02425 | 0.026296 | 0.02897 | 0.021032 | 0.02335 | 0.016316 | 0.016101 | 0.01255 | 0.012968 | 0.012808 | 0.0014751
TAS1 | Hydro | 0 | 0 | 0 | 0 | 0 | 0 | 0 | 0 | 0 | 0 | 0 | 0 | 0 | 0 | 0 | 0 | 0 | 0 | 0 | 0 | 0 | 0 | 0 | 0 | 0
TAS1 | Wind | 0 | 240834.2727 | 653635.8626 | 0.019649 | 0.0090084 | 167511.2144 | 153018.1664 | 304915.9292 | 195692.494 | 211732.7943 | 0.032861 | 270356.3479 | 0.01869 | 0.0047835 | 0.0026821 | 0.0063449 | 22372.3538 | 41573.17 | 35090.3999 | 0.0013755 | 0.0065148 | 0.0055267 | 0.0019889 | 0.00095634 | 0.0013069
TAS1 | Solar PV | 1.2336 | 0.00013852 | 0.00049535 | 0.00080918 | 0.00040483 | 3.0304 | 0.1327 | 0.004785 | 0.00055363 | 0.0078142 | 0.0037345 | 4.8394 | 0.00018437 | 5.5413e-05 | 4.9397e-05 | 0.00012566 | 22820.42 | 0.03591 | 0.02828 | 9.3203e-06 | 9.7863e-06 | 8.9716e-06 | 7.6e-06 | 6.4038e-06 | 5.8022e-06
TAS1 | LS Battery | 1.7033 | 0.42449 | 0.13257 | 0.095215 | 0.17448 | 4.0589 | 0.33239 | 11.7338 | 0.069986 | 0.015591 | 0.0069603 | 0.00065653 | 9.5428e-05 | 4.6604e-05 | 0 | 0 | 3.3407e-05 | 3.6754e-05 | 5.0319e-05 | 0.00037451 | 0.0051269 | 0.0045467 | 0.0064768 | 0.0011465 | 0.0012907
TAS1 | Pumped Hydro | 0 | 0 | 0 | 4.4171 | 0.040579 | 0.16184 | 0.24948 | 5.9535 | 2.6011 | 126412.9775 | 0.031692 | 22130.5218 | 0.013697 | 0.0096094 | 0.0054683 | 0.0078094 | 0.057906 | 0.027965 | 0.036251 | 0.0070511 | 0.12339 | 0.10984 | 0.0035868 | 0.0013524 | 0.00050812
TAS1 | VPP | 0 | 0 | 0 | 0 | 0 | 0 | 0 | 0 | 0 | 0 | 0 | 0 | 0 | 0 | 0 | 0 | 0 | 0 | 0 | 0 | 0 | 0 | 0 | 0 | 0
Total excluding storage |  | 2.1444 | 240834.7394 | 653636.0536 | 0.059354 | 0.034408 | 167514.2853 | 153018.3401 | 304916.0504 | 195692.567 | 211732.9123 | 0.064971 | 270361.2646 | 0.054502 | 0.030256 | 0.026982 | 0.032839 | 45192.8034 | 41573.2273 | 35090.462 | 0.017784 | 0.024079 | 0.020457 | 0.016392 | 0.013823 | 0.0028197

## Option1_REZ Tx Cost
REZ transmission expansion cost by region ($000s) - SWNSW Option 1, Step Change Scenario
REZ Expansion | Real June 2019 dollars discounted to June 2020. As with the total capital costs, the REZ transmission expansion costs are annualised for modelling purposes.
Explicitly modelled generation
Region | Technology | 2021-22 | 2022-23 | 2023-24 | 2024-25 | 2025-26 | 2026-27 | 2027-28 | 2028-29 | 2029-30 | 2030-31 | 2031-32 | 2032-33 | 2033-34 | 2034-35 | 2035-36 | 2036-37 | 2037-38 | 2038-39 | 2039-40 | 2040-41 | 2041-42 | 2042-43 | 2043-44 | 2044-45 | 2045-46
NSW1 | Transmission | 0.49976 | 23082.0377 | 233740.984 | 86667.9989 | 0.61923 | 343149.272 | 174642.533 | 83202.4632 | 2532.9566 | 96656.6458 | 0.010935 | 106995.6227 | 62419.0659 | 0.0038592 | 0.0048942 | 0.0046173 | 0.46735 | 0.082031 | 0.22216 | 1.0747 | 41566.9353 | 7824.8492 | 0.025555 | 0.00049686 | 0.00043896
QLD1 | Transmission | 0.63167 | 213236.3353 | 0.34118 | 0.15517 | 102624.5893 | 63638.281 | 0.12312 | 399489.014 | 33310.545 | 32571.3702 | 14072.4672 | 132055.955 | 26793.6147 | 0.70495 | 131118.8267 | 128524.1379 | 704230.7116 | 1.1661 | 0.021166 | 39658.3602 | 4601.7741 | 139127.9858 | 19278.1205 | 0.0044654 | 0.0025139
VIC1 | Transmission | 0.19126 | 0.017918 | 0.010793 | 39733.0095 | 0.023196 | 0.25342 | 0.14939 | 7435.9635 | 0.1174 | 0.032906 | 0.00070149 | 35663.4356 | 0.061499 | 0.010609 | 0.00029415 | 0.0005112 | 3631.2031 | 15975.3319 | 2271.0942 | 0.0023088 | 2763.1097 | 10509.7459 | 0.0061751 | 0.00015596 | 0.00022062
SA1 | Transmission | 0.79672 | 4.5852 | 13129.2365 | 90772.6844 | 0.27438 | 0.63072 | 0.091523 | 69350.1743 | 48816.9681 | 0.37978 | 0.0061616 | 16341.6044 | 0.22562 | 0.0095704 | 0.0070469 | 0.012405 | 65292.0253 | 34071.9806 | 2887.435 | 0.027825 | 2.2213 | 29071.9417 | 226.9103 | 0.009789 | 0.0026521
TAS1 | Transmission | 0 | 0.0045521 | 15409.5156 | 0.0057919 | 0.00054952 | 0.03128 | 0.0055605 | 0.0051616 | 0.0014607 | 2679.4649 | 0.00093045 | 20484.377 | 0.0016329 | 0.0004514 | 0.00027611 | 0.00047775 | 0.0021766 | 0.043913 | 0.11365 | 0.00023447 | 0.00066363 | 0.00047578 | 0.00022938 | 0.00013628 | 0.00014151
NEM | Total | 2.1194 | 236322.9807 | 262280.0881 | 217173.8537 | 102625.5067 | 406788.4684 | 174642.9026 | 559477.6201 | 84660.5886 | 131907.8936 | 14072.4859 | 311540.9947 | 89212.9694 | 0.72944 | 131118.8392 | 128524.1559 | 773154.4095 | 50048.6044 | 5158.8861 | 39659.4653 | 48934.0411 | 186534.5231 | 19505.0628 | 0.015044 | 0.0059671

## Option1_USE+DSP Cost
USE & DSP cost by region ($000s) - SWNSW Option 1, Step Change Scenario
USE & DSP | Real June 2019 dollars discounted to June 2020
Explicitly modelled generation
Region | Technology | 2021-22 | 2022-23 | 2023-24 | 2024-25 | 2025-26 | 2026-27 | 2027-28 | 2028-29 | 2029-30 | 2030-31 | 2031-32 | 2032-33 | 2033-34 | 2034-35 | 2035-36 | 2036-37 | 2037-38 | 2038-39 | 2039-40 | 2040-41 | 2041-42 | 2042-43 | 2043-44 | 2044-45 | 2045-46
NSW1 | USE & DSP | 1172.7437 | 2.0387 | 27198.5513 | 100607.7914 | 2.0778 | 2.0178 | 2.0362 | 2.0486 | 2.0836 | 2.1557 | 2.0976 | 103.5376 | 2.3072 | 2.2215 | 65.6334 | 383.1414 | 4741.4388 | 3421.0308 | 15055.7964 | 20565.8682 | 18586.3943 | 33261.8361 | 52424.3264 | 37851.3304 | 31308.944
QLD1 | USE & DSP | 0.41658 | 0.40069 | 0.40271 | 0.40496 | 0.40068 | 0.39776 | 0.39784 | 0.40388 | 0.40492 | 0.41012 | 0.41285 | 0.41599 | 0.4295 | 0.41453 | 0.41618 | 0.43282 | 7504.4948 | 0.44164 | 327.5667 | 333.0865 | 451.2312 | 1222.5155 | 1512.2465 | 1237.0551 | 1471.8649
VIC1 | USE & DSP | 0.38429 | 0.36871 | 0.37716 | 0.37728 | 0.37617 | 0.36533 | 0.36966 | 0.36652 | 0.37178 | 0.38917 | 0.36499 | 0.39058 | 0.40495 | 0.3928 | 0.37672 | 0.3847 | 163.7075 | 149.6157 | 2010.3656 | 3191.7506 | 5097.7081 | 5474.76 | 14348.654 | 10625.1993 | 8581.2602
SA1 | USE & DSP | 0.35956 | 0.34463 | 24.9242 | 0.35412 | 0.35394 | 0.34108 | 0.34375 | 0.34301 | 0.346 | 0.35852 | 0.3415 | 0.3624 | 0.37525 | 0.37009 | 24.0652 | 42.2909 | 249.1897 | 208.6897 | 673.1472 | 914.3114 | 1183.0666 | 1227.9419 | 2757.8781 | 2924.1507 | 1600.659
TAS1 | USE & DSP | 0.20588 | 0.17901 | 0.19524 | 0.19317 | 0.17887 | 0.17889 | 0.17926 | 0.18846 | 0.19012 | 0.19881 | 0.18934 | 0.1994 | 0.20342 | 0.19574 | 0.18762 | 0.18647 | 0.19343 | 0.1898 | 0.19837 | 0.19025 | 0.19328 | 0.19339 | 0.19992 | 9.892 | 0.19641
NEM | Total | 1174.11 | 3.3318 | 27224.4506 | 100609.1209 | 3.3875 | 3.3009 | 3.3267 | 3.3504 | 3.3964 | 3.5123 | 3.4062 | 104.906 | 3.7203 | 3.5946 | 90.6791 | 426.4363 | 12659.0243 | 3779.9676 | 18067.0743 | 25005.2069 | 25318.5934 | 41187.2469 | 71043.3049 | 52647.6275 | 42962.9244